## Sheet 1 - cpuc_tables_effuseful
cpuc_tables_effusefullife
Effective Useful Life ID | Building Type | Building Location | Version | Hours-of-use Category | Sector | EUL Description | Version Source | Use Category | Use Sub-Category | Technology Group | Technology Type | Basis Type | Basis Value | Basis Degradation Factor | Default Effective Full Load Hours | EUL Maximum Years | EUL Years | RUL Years | Status | Start Date | Expire Date | Proposed Flag | Claim Spec Flag | Filing Spec Flag | Last Mod Date | Last Mod Comment | Last Mod By | Created Date | Created Comment | Created By
Agr-DripIrr | Any | Any | DEER2014 | None | Ag | Sprinkler to Drip/Micro Irrigation | D08 v2.05 | Irrigate | FarmIrrig | Irrigation |  | rated years |  |  |  |  | 20 | 6.7 | Standard | 1/1/2013 | 12/31/2022 | FALSE | TRUE | TRUE | 36:42.3 | Expired--no longer used | Deemed Ex Ante Team
Agr-GHC | Any | Any | DEER2014 | None | Ag | Greenhouse Heat Curtain | D08 v2.05 | ProcHeat | EvapSepDehyd | SpaceHtg_eq |  | rated years |  |  |  |  | 5 | 1.7 | Standard | 1/1/2013 |  | FALSE | TRUE | TRUE | 28:49.8 | Updated to indicate claim/filing status | Deemed Ex Ante Team
Agr-Irfilm | Any | Any | DEER2014 | None | Ag | Infrared Film for Greenhouses | D08 v2.05 | BldgEnv | Fenestration | Fenest | WinFilm | rated years |  |  |  |  | 5 | 1.7 | Standard | 1/1/2013 |  | FALSE | TRUE | TRUE | 28:49.8 | Updated to indicate claim/filing status | Deemed Ex Ante Team
Agr-LPSNperm | Any | Any | DEER2014 | None | Ag | Low Pressure Sprinkler Nozzles (permanent) | D08 v2.05 | Irrigate | FarmIrrig | Irrigation |  | rated years |  |  |  |  | 5 | 1.7 | Standard | 1/1/2013 | 12/31/2022 | FALSE | TRUE | TRUE | 36:42.3 | Expired--no longer used | Deemed Ex Ante Team
Agr-LPSNport | Any | Any | DEER2014 | None | Ag | Low Pressure Sprinkler Nozzles (portable) | D08 v2.05 | Irrigate | FarmIrrig | Irrigation |  | rated years |  |  |  |  | 3 | 1 | Standard | 1/1/2013 | 12/31/2022 | FALSE | TRUE | TRUE | 36:42.3 | Expired--no longer used | Deemed Ex Ante Team
Agr-MilkPreCool | Any | Any | DEER2014 | None | Ag | Milk Pre-Cooler | D08 v2.05 | ProcRefrig | ProdChill |  |  | rated years |  |  |  |  | 15 | 5 | Standard | 1/1/2013 |  | FALSE | TRUE | TRUE | 28:49.8 | Updated to indicate claim/filing status | Deemed Ex Ante Team
Agr-VSDmilkTrnsfr | Any | Any | DEER2014 | None | Ag | Milk Transfer Pump Variable Speed Drive | D08 v2.05 | ProcDist | Pumping | Motor_Spd | ASD | rated years |  |  |  |  | 15 | 5 | Standard | 1/1/2013 |  | FALSE | TRUE | TRUE | 28:49.8 | Updated to indicate claim/filing status | Deemed Ex Ante Team
Agr-VSDmilkVcm | Any | Any | DEER2014 | None | Ag | Milking Vacuum Pump Variable Speed Drive | D08 v2.05 | ProcDist | Pumping | Motor_Spd | ASD | rated years |  |  |  |  | 15 | 5 | Standard | 1/1/2013 |  | FALSE | TRUE | TRUE | 28:49.8 | Updated to indicate claim/filing status | Deemed Ex Ante Team
Agr-VSDWellPmp | Any | Any | DEER2014 | None | Ag | Well Pump Variable Speed Drive | D08 v2.05 | Irrigate | FarmIrrig | Motor_Spd | ASD | rated years |  |  |  |  | 10 | 3.3 | Standard | 1/1/2013 |  | FALSE | TRUE | TRUE | 28:49.8 | Updated to indicate claim/filing status | Deemed Ex Ante Team
Agr-WineTnkIns | Any | Any | DEER2014 | None | Ag | Wine Tank Insulation | D08 v2.05 | ProcRefrig | ProdChill | Chiller | TankIns | rated years |  |  |  |  | 15 | 5 | Standard | 1/1/2013 |  | FALSE | TRUE | TRUE | 28:49.8 | Updated to indicate claim/filing status | Deemed Ex Ante Team
Appl-DW-Dtu | Any | Any | ExAnte2015 | None | Com | Commercial Door-type dishwasher | PA workpaper | AppPlug | KitchenApp | Clean_equip | Dishwash | rated years |  |  |  |  | 15 | 5 | Standard | 1/1/2016 |  | FALSE | TRUE | TRUE | 28:49.8 | Updated to indicate claim/filing status | Deemed Ex Ante Team
Appl-DW-UnderCounter | Any | Any | ExAnte2020 | None | Com | Commercial Under-Counter Dishwasher | SWFS018-01 | AppPlug | KitchenApp | Clean_equip | DishWash | rated years |  |  |  |  | 12 | 4 | Standard | 1/1/2020 |  | FALSE | TRUE | TRUE | 28:49.8 | Updated to indicate claim/filing status | Deemed Ex Ante Team
Appl-EffCD | Any | Any | ExAnte2016 | None | Res | Clothes Dryer | PA workpaper | AppPlug | Laundry | Clean_equip | ClothesWash | rated years |  |  |  |  | 12 | 4 | Available | 1/1/2013 |  | FALSE | TRUE | TRUE | 28:49.8 | Updated to indicate claim/filing status | Deemed Ex Ante Team
Appl-EffCW | Any | Any | DEER2014 | None | Res | High Efficiency Clothes Washer | D08 v2.05 | AppPlug | Laundry | Clean_equip | ClothesWash | rated years |  |  |  |  | 11 | 3.7 | Standard | 1/1/2013 |  | FALSE | TRUE | TRUE | 28:49.8 | Updated to indicate claim/filing status | Deemed Ex Ante Team
Appl-EffDW | Any | Any | DEER2014 | None | Res | High Efficiency Dishwasher | D08 v2.05 | AppPlug | KitchenApp | Clean_equip | DishWash | rated years |  |  |  |  | 11 | 3.7 | Standard | 1/1/2013 |  | FALSE | TRUE | TRUE | 28:49.8 | Updated to indicate claim/filing status | Deemed Ex Ante Team
Appl-Elec_Cooking | Any | Any | DEER2020 | None | Res | Residential electric cooktop and/or oven | D20 v1.0 | AppPlug | KitchenApp | Cook_equip | Cooking |  |  |  |  | 0 | 16 | 5.3 | Proposed | 1/1/2020 |  | FALSE | TRUE | TRUE | 28:49.8 | Updated to indicate claim/filing status | Deemed Ex Ante Team
Appl-ESFrzr | Any | Any | DEER2014 | None | Res | High Efficiency Freezer | D08 v2.05 | AppPlug | KitchenApp | Ref_Storage | Freezer | rated years |  |  |  |  | 11 | 3.7 | Standard | 1/1/2013 |  | FALSE | TRUE | TRUE | 28:49.8 | Updated to indicate claim/filing status | Deemed Ex Ante Team
Appl-ESRefg | Any | Any | DEER2014 | None | Res | High Efficiency Refrigerator | D08 v2.05 | AppPlug | KitchenApp | Ref_Storage | Refrig | rated years |  |  |  |  | 14 | 4.7 | Standard | 1/1/2013 |  | FALSE | TRUE | TRUE | 28:49.8 | Updated to indicate claim/filing status | Deemed Ex Ante Team
Appl-Gas_Cooking | Any | Any | DEER2020 | None | Res | Residential gas cooktop and/or oven | D20 v1.0 | AppPlug | KitchenApp | Cook_equip | Cooking |  |  |  |  | 0 | 13 | 4.3 | Proposed | 1/1/2020 |  | FALSE | TRUE | TRUE | 28:49.8 | Updated to indicate claim/filing status | Deemed Ex Ante Team
Appl-RecFrzr | Any | Any | DEER2014 | None | Res | Freezer Recycling (RUL) | D08 v2.05 | AppPlug | KitchenApp | Ref_Storage | Freezer | rated years | [5 empty] | 4 | Standard | 1/1/2013 |  | FALSE | TRUE | TRUE | 28:49.8 | Updated to indicate claim/filing status | Deemed Ex Ante Team
Appl-RecRef | Any | Any | DEER2014 | None | Res | Refrigerator Recycling (RUL) | D08 v2.05 | AppPlug | KitchenApp | Ref_Storage | Refrig | rated years | [5 empty] | 5 | Standard | 1/1/2013 |  | FALSE | TRUE | TRUE | 28:49.8 | Updated to indicate claim/filing status | Deemed Ex Ante Team
AppPlug-AllEquip-Audio | Any | Any | DEER2014 | None | Res | Energy Star Audio Equipment | PA workpaper | AppPlug | Electronics | Electronics | AllEquip | evaluated years |  |  |  |  | 3 | 1 | Available | 1/1/2013 | 12/31/2022 | FALSE | TRUE | TRUE | 36:42.3 | Expired--no longer used | Deemed Ex Ante Team
AppPlug-AllEquip-BRDVD | Any | Any | DEER2014 | None | Res | Energy Star Blu-Ray/DVD Equipment | PA workpaper | AppPlug | Electronics | Electronics | AllEquip | evaluated years |  |  |  |  | 3 | 1 | Available | 1/1/2013 | 12/31/2022 | FALSE | TRUE | TRUE | 36:42.3 | Expired--no longer used | Deemed Ex Ante Team
AppPlug-DesktopComp | Any | Any | DEER2014 | None | Res | Residential Desktop Computers | PA workpaper | AppPlug | Electronics | Electronics | DesktopComp | evaluated years |  |  |  |  | 5 | 1.67 | Available | 1/1/2013 | 12/31/2022 | FALSE | TRUE | TRUE | 36:42.3 | Expired--no longer used | Deemed Ex Ante Team
AppPlug-ModValve-Dryer | Any | Any | ExAnte2020 | None | Com | Commercial Gas Dryer Modulating Valve | SWAP012-01 | AppPlug | Laundry | Clean_equip | ClothesWash | rated years |  |  |  |  | 10 | 3.33 | Standard | 1/1/2020 |  | FALSE | TRUE | TRUE | 28:49.8 | Updated to indicate claim/filing status | Deemed Ex Ante Team
AppPlug-TV | Any | Any | DEER2014 | None | Res | Residential Use Energy Efficient TV | PA workpaper | AppPlug | Electronics | Electronics | TV | evaluated years |  |  |  |  | 10 | 3.33 | Available | 1/1/2013 | 12/31/2022 | FALSE | TRUE | TRUE | 36:42.3 | Expired--no longer used | Deemed Ex Ante Team
BldgEnv-CoolRoof | Any | Any | DEER2014 | None | Com | Cool Roof - Commercial | D08 v2.05 | BldgEnv | Opaque | BldgShell | CoolRoof | rated years |  |  |  |  | 15 | 5 | Standard | 1/1/2013 |  | FALSE | TRUE | TRUE | 28:49.8 | Updated to indicate claim/filing status | Deemed Ex Ante Team
BldgEnv-FlrIns | Any | Any | DEER2014 | None | Com | Floor Insulation - Commercial | D08 v2.05 | BldgEnv | Opaque | BldgShell | FloorIns | rated years |  |  |  |  | 20 | 6.7 | Standard | 1/1/2013 |  | FALSE | TRUE | TRUE | 28:49.8 | Updated to indicate claim/filing status | Deemed Ex Ante Team
BldgEnv-RoofIns | Any | Any | DEER2014 | None | Com | Roof/Ceiling Insulation - Commercial | D08 v2.05 | BldgEnv | Opaque | BldgShell |  | rated years |  |  |  |  | 20 | 6.7 | Standard | 1/1/2013 |  | FALSE | TRUE | TRUE | 28:49.8 | Updated to indicate claim/filing status | Deemed Ex Ante Team
BlrTuneup | Any | Any | ExAnte2013 | None | Com | Boiler Tune-up | IOU Workpaper | Service | Maintenance |  |  | rated years |  |  |  |  | 5 | 1.7 | Standard | 1/1/2013 | 12/31/2016 | FALSE | TRUE | TRUE | 28:49.8 | Updated to indicate claim/filing status | Deemed Ex Ante Team
BlrTuneup | Any | Any | DEER2020 | None | Com | Boiler Tune-up | D20 v1 | Service | Maintenance |  |  | rated years |  |  |  |  | 3 |  | Standard | 1/1/2017 |  | FALSE | TRUE | TRUE | 28:49.8 | Updated to indicate claim/filing status | Deemed Ex Ante Team
BS-BlowInIns | Any | Any | DEER2014 | None | Res | Wall Insulation (blown-in) | D08 v2.05 | BldgEnv | Opaque | BldgShell | WallBlowIns | rated years |  |  |  |  | 20 | 6.7 | Standard | 1/1/2013 |  | FALSE | TRUE | TRUE | 28:49.8 | Updated to indicate claim/filing status | Deemed Ex Ante Team
BS-BuriedDuct | SFm | Any | ExAnte2022 | None | Res | Attic insulation (R-60) covering sealed ductwork |  | BldgEnv | Opaque | BldgShell | BuriedDuct | rated years |  |  |  |  | 19 | 6.24 | Standard | 6/10/2022 |  | TRUE | TRUE | TRUE | 06:47.6 | Rounded EUL value for this EUL ID to nearest whole number. | Deemed Ex Ante Team | 50:57.6 | Supporting documentation provided for weighted EUL for new insulation-buried & sealed ductwork measure | Deemed Ex Ante Team
BS-CeilIns | Any | Any | DEER2014 | None | Res | Roof/Ceiling Insulation - Residential | D08 v2.05 | BldgEnv | Opaque | BldgShell |  | rated years |  |  |  |  | 20 | 6.7 | Standard | 1/1/2013 |  | FALSE | TRUE | TRUE | 28:49.8 | Updated to indicate claim/filing status | Deemed Ex Ante Team
BS-CoolAttic | Any | Any | DEER2014 | None | Res | Cool Attic | D08 v2.05 | BldgEnv | Opaque | BldgShell |  | rated years |  |  |  |  | 20 | 6.7 | Standard | 1/1/2013 |  | FALSE | TRUE | TRUE | 28:49.8 | Updated to indicate claim/filing status | Deemed Ex Ante Team
BS-FlrIns | Any | Any | DEER2014 | None | Res | Floor Insulation - Residential | D08 v2.05 | BldgEnv | Opaque | BldgShell | FloorIns | rated years |  |  |  |  | 20 | 6.7 | Standard | 1/1/2013 |  | FALSE | TRUE | TRUE | 28:49.8 | Updated to indicate claim/filing status | Deemed Ex Ante Team
BS-LtRoof | Any | Any | DEER2014 | None | Res | Cool Roof - Residential | D08 v2.05 | BldgEnv | Opaque | BldgShell | CoolRoof | rated years |  |  |  |  | 15 | 5 | Standard | 1/1/2013 |  | FALSE | TRUE | TRUE | 28:49.8 | Updated to indicate claim/filing status | Deemed Ex Ante Team
BS-LtWalls | Any | Any | DEER2014 | None | Res | Light Colored Exterior Walls | D08 v2.05 | BldgEnv | Opaque | BldgShell |  | rated years |  |  |  |  | 6 | 2 | Standard | 1/1/2013 |  | FALSE | TRUE | TRUE | 28:49.8 | Updated to indicate claim/filing status | Deemed Ex Ante Team
BS-WallIns | Any | Any | DEER2014 | None | Res | Wall Insulation | D08 v2.05 | BldgEnv | Opaque | BldgShell |  | rated years |  |  |  |  | 20 | 6.7 | Standard | 1/1/2013 |  | FALSE | TRUE | TRUE | 28:49.8 | Updated to indicate claim/filing status | Deemed Ex Ante Team
BS-Win | Any | Any | DEER2014 | None | Res | High Performance Windows | D08 v2.05 | BldgEnv | Fenestration | Fenest |  | rated years |  |  |  |  | 20 | 6.7 | Standard | 1/1/2013 |  | FALSE | TRUE | TRUE | 28:49.8 | Updated to indicate claim/filing status | Deemed Ex Ante Team
BS-WinFilm | Any | Any | DEER2014 | None | Res | Reflective Window Films & Sunscreens - Residential | D08 v2.05 | BldgEnv | Fenestration | Fenest | WinFilm | rated years |  |  |  |  | 10 | 3.3 | Standard | 1/1/2013 |  | FALSE | TRUE | TRUE | 28:49.8 | Updated to indicate claim/filing status | Deemed Ex Ante Team
BS-Wthr | Any | Any | DEER2014 | None | Res | Low-Income Weatherization | D08 v2.05 | Service | Diagnostic |  |  | rated years |  |  |  |  | 11 | 3.7 | Standard | 1/1/2013 |  | FALSE | TRUE | TRUE | 28:49.8 | Updated to indicate claim/filing status | Deemed Ex Ante Team
BS-WthrEvap | Any | Any | DEER2014 | None | Res | Low-Income Weatherization w/Evaporative Cooler | D08 v2.05 | Service | Diagnostic |  |  | rated years |  |  |  |  | 11 | 3.7 | Standard | 1/1/2013 |  | FALSE | TRUE | TRUE | 28:49.8 | Updated to indicate claim/filing status | Deemed Ex Ante Team
Com-GasDryer | Any | Any | ExAnte2020 | None | Com | Commercial Gas Clothes Dryer | SWAP012-01 | Laundry | AppPlug | Clean_equip | ClothesWash | rated years |  |  |  |  | 14 | 4.67 | Standard | 1/1/2020 |  | FALSE | TRUE | TRUE | 28:49.8 | Updated to indicate claim/filing status | Deemed Ex Ante Team
Com-GasPatioHeater | Any | Any | DEER2023 | None | Com | Natural Gas Patio Heater, Commercial |  | FoodServ | PatioHeat | PatioHeat | GasPatioHeat | rated years |  |  |  |  | 7.5 | 2.5 | Available | 5/1/2023 |  | FALSE | FALSE | FALSE | 57:54.6 |  | Deemed Ex Ante Team | 51:26.2 | "Patio Heater EUL Summary Report R3.doc" from SCG, dated 2023-04-04. | Deemed Ex Ante Team
ComLau-EffCW | Any | Any | DEER2014 | None | Com | High Efficiency Clothes Washer (CEE Tiers 1,2,3) | D08 v2.05 | AppPlug | Laundry | Clean_equip | ClothesWash | rated years |  |  |  |  | 11 | 3.7 | Standard | 1/1/2013 |  | FALSE | TRUE | TRUE | 28:49.8 | Updated to indicate claim/filing status | Deemed Ex Ante Team
ComLau-EffCW-Leased | MFmCmn | Any | ExAnte2020 | None | Com | Leased High Efficiency Clothes Washer (CEE Tiers 1,2,3), 5-year min. term | SW Workpaper | AppPlug | Laundry | Clean_equip | ClothesWash | rated years |  |  |  |  | 5 | 1.7 | Proposed | 9/24/2020 |  | FALSE | TRUE | TRUE | 08:23.7 | Updated to indicate claim/filing status | Deemed Ex Ante Team | 12:02.1 | SWAP004-02 (SCG requested) | Deemed Ex Ante Team
CompAir-CycAirDryr | Any | Any | DEER2014 | None | Com | Compressed Air System - Cycling-Air Dryer | PA workpaper | CompAir | ManufDryAir | AirComp | CycAirDryr | rated years | 1 |  |  |  | 1 | 1 | Available | 1/1/2013 |  | FALSE | TRUE | TRUE | 28:49.8 | Updated to indicate claim/filing status | Deemed Ex Ante Team
CompAir-Screw-VSD | Any | Any | DEER2014 | None | Any | Variable Speed Drive on Air Compressor Control | PA workpaper | CompAir |  | Motor_Spd | ASD | evaluated years |  |  |  |  | 13 | 4.33 | Available | 1/1/2013 |  | FALSE | TRUE | TRUE | 28:49.8 | Updated to indicate claim/filing status | Deemed Ex Ante Team
CompAir-ZeroLossCondDrn | Any | Any | DEER2014 | None | Any | Zero Air Loss Condensate Drains for Compressed Air Systems | PA workpaper | CompAir |  |  |  | evaluated years |  |  |  |  | 10 | 3.33 | Available | 1/1/2013 |  | FALSE | TRUE | TRUE | 28:49.8 | Updated to indicate claim/filing status | Deemed Ex Ante Team
Cook-ConveyorBroiler | Any | Any | DEER2018 | None | Com | Gas Conveyor Broiler | PA workpaper | FoodServ | Cooking | Cook_Equip | Broiler | rated years |  |  |  |  | 12 | 4 | Standard | 1/1/2018 |  | FALSE | TRUE | TRUE | 28:49.8 | Updated to indicate claim/filing status | Deemed Ex Ante Team
Cook-ElecCombOven | Any | Any | DEER2014 | None | Com | Combination Oven - Electric | D08 v2.05 | FoodServ | Cooking | Cook_Equip | OvenComb | rated years |  |  |  |  | 12 | 4 | Standard | 1/1/2013 |  | FALSE | TRUE | TRUE | 28:49.8 | Updated to indicate claim/filing status | Deemed Ex Ante Team
Cook-ElecConvOven | Any | Any | DEER2014 | None | Com | Convection Oven - Electric | D08 v2.05 | FoodServ | Cooking | Cook_Equip | OvenConv | rated years |  |  |  |  | 12 | 4 | Standard | 1/1/2013 |  | FALSE | TRUE | TRUE | 28:49.8 | Updated to indicate claim/filing status | Deemed Ex Ante Team
Cook-ElecFryer | Any | Any | DEER2014 | None | Com | Electric Fryer | D08 v2.05 | FoodServ | Cooking | Cook_Equip | Fryer | rated years |  |  |  |  | 12 | 4 | Standard | 1/1/2013 |  | FALSE | TRUE | TRUE | 28:49.8 | Updated to indicate claim/filing status | Deemed Ex Ante Team
Cook-ElecGriddle | Any | Any | DEER2014 | None | Com | Griddle - Electric | D08 v2.05 | FoodServ | Cooking | Cook_Equip | Griddle | rated years |  |  |  |  | 12 | 4 | Standard | 1/1/2013 |  | FALSE | TRUE | TRUE | 28:49.8 | Updated to indicate claim/filing status | Deemed Ex Ante Team
Cook-ElecStmCooker | Any | Any | DEER2014 | None | Com | Steam Cooker (electric) | D08 v2.05 | FoodServ | Cooking | Cook_Equip | Steamer | rated years |  |  |  |  | 12 | 4 | Standard | 1/1/2013 |  | FALSE | TRUE | TRUE | 28:49.8 | Updated to indicate claim/filing status | Deemed Ex Ante Team
Cook-GasCombOVen | Any | Any | DEER2014 | None | Com | Combination Oven - Gas | D08 v2.05 | FoodServ | Cooking | Cook_Equip | OvenComb | rated years |  |  |  |  | 12 | 4 | Standard | 1/1/2013 |  | FALSE | TRUE | TRUE | 28:49.8 | Updated to indicate claim/filing status | Deemed Ex Ante Team
Cook-GasConvOven | Any | Any | DEER2014 | None | Com | Convection Ovens - Gas | D08 v2.05 | FoodServ | Cooking | Cook_Equip | OvenConv | rated years |  |  |  |  | 12 | 4 | Standard | 1/1/2013 |  | FALSE | TRUE | TRUE | 28:49.8 | Updated to indicate claim/filing status | Deemed Ex Ante Team
Cook-GasFryer | Any | Any | DEER2022 | None | Com | Gas Fryer |  | FoodServ | Cooking | Cook_Equip | Fryer | rated years |  |  |  |  | 11 | 3.67 | Standard | 3/21/2022 |  | FALSE | TRUE | TRUE | 29:47.1 | Delayed start date since measure package was also delayed | Deemed Ex Ante Team | 45:31.7 | "EMV Group A, Deliverable 16 EUL Research–Gas Fryers, Final Report," Guidehouse (Ref. 203057) 2020-06-02, at https://pda.energydataweb.com/#!/documents/2427/view | Deemed Ex Ante Team
Cook-GasFryer | Any | Any | DEER2014 | None | Com | Gas Fryer | D08 v2.05 | FoodServ | Cooking | Cook_Equip | Fryer | rated years |  |  |  |  | 12 | 4 | Standard | 1/1/2013 | 3/20/2022 | FALSE | TRUE | TRUE | 29:47.1 | Extended EUL_ID since measure package that uses this was also extended | Deemed Ex Ante Team |  | Updated to indicate claim/filing status
Cook-GasGriddle | Any | Any | DEER2014 | None | Com | Griddle - Gas | D08 v2.05 | FoodServ | Cooking | Cook_Equip | Griddle | rated years |  |  |  |  | 12 | 4 | Standard | 1/1/2013 |  | FALSE | TRUE | TRUE | 28:49.8 | Updated to indicate claim/filing status | Deemed Ex Ante Team
Cook-GasRackOven | Any | Any | DEER2014 | None | Com | Commercial Gas Rack Ovens | D08 v2.05 | FoodServ | Cooking | Cook_Equip | OvenConv | rated years |  |  |  |  | 12 | 4 | Standard | 1/1/2013 |  | FALSE | TRUE | TRUE | 28:49.8 | Updated to indicate claim/filing status | Deemed Ex Ante Team
Cook-GasStmCooker | Any | Any | DEER2014 | None | Com | Steam Cooker (gas) | D08 v2.05 | FoodServ | Cooking | Cook_Equip | Steamer | rated years |  |  |  |  | 12 | 4 | Standard | 1/1/2013 |  | FALSE | TRUE | TRUE | 28:49.8 | Updated to indicate claim/filing status | Deemed Ex Ante Team
Cook-GDRef | Any | Any | DEER2014 | None | Com | Commercial Reach-In Refrigerator / Freezer | D08 v2.05 | ComRefrig | Storage | Ref_Storage | ReachIn | rated years |  |  |  |  | 12 | 4 | Standard | 1/1/2013 |  | FALSE | TRUE | TRUE | 28:49.8 | Updated to indicate claim/filing status | Deemed Ex Ante Team
Cook-HoldCab | Any | Any | DEER2014 | None | Com | Commercial Insulated Holding Cabinet | D08 v2.05 | FoodServ | Cooking | FoodService | HoldBin | rated years |  |  |  |  | 12 | 4 | Standard | 1/1/2013 |  | FALSE | TRUE | TRUE | 28:49.8 | Updated to indicate claim/filing status | Deemed Ex Ante Team
Cook-IceMach | Any | Any | DEER2014 | None | Com | Ice Machine | D08 v2.05 | ComRefrig | Equipment | Ref_SelfCon | IceMach | rated years |  |  |  |  | 10 | 3.3 | Standard | 1/1/2013 |  | FALSE | TRUE | TRUE | 28:49.8 | Updated to indicate claim/filing status | Deemed Ex Ante Team
Cook-LowPreRinse | Any | Any | ExAnte2016 | None | Com | Low flow Pre-rinse valve - description update required | PA workpaper | SHW | PointOfUse | WaterFixt |  | rated years |  |  |  |  | 5 | 1.7 | Standard | 4/1/2016 |  | FALSE | TRUE | TRUE | 28:49.8 | Updated to indicate claim/filing status | Deemed Ex Ante Team
Cook-SDFreez | Any | Any | DEER2014 | None | Com | Commercial Reach-In Refrigerator / Freezer | D08 v2.05 | ComRefrig | Equipment | Ref_Storage | ReachIn | rated years |  |  |  |  | 12 | 4 | Standard | 1/1/2013 |  | FALSE | TRUE | TRUE | 28:49.8 | Updated to indicate claim/filing status | Deemed Ex Ante Team
Cook-SDRef | Any | Any | DEER2014 | None | Com | Commercial Reach-In Refrigerator / Freezer | D08 v2.05 | ComRefrig | Equipment | Ref_Storage | ReachIn | rated years |  |  |  |  | 12 | 4 | Standard | 1/1/2013 |  | FALSE | TRUE | TRUE | 28:49.8 | Updated to indicate claim/filing status | Deemed Ex Ante Team
Cook-StockPot | Any | Any | ExAnte2013 | None | Com | Fin bottomed stock pot | IOU Workpaper | FoodServ | Cooking | Cook_equip |  | rated years |  |  |  |  | 3 | 1 | Standard | 1/1/2013 |  | FALSE | TRUE | TRUE | 28:49.8 | Updated to indicate claim/filing status | Deemed Ex Ante Team
Cook-VatFryer | Any | Any | DEER2014 | None | Com | Vat Fryer | D08 v2.05 | FoodServ | Cooking | Cook_Equip | Fryer | rated years |  |  |  |  | 12 | 4 | Standard | 1/1/2013 |  | FALSE | TRUE | TRUE | 28:49.8 | Updated to indicate claim/filing status | Deemed Ex Ante Team
EnergyPolicyManual-Min | Any | Any | ExAnte2013 | None | CC | Energy Policy Manual minimum requirements | IOU Workpaper |  |  |  |  | rated years |  |  |  |  | 3 | 1 | Available | 1/1/2013 | 12/31/2022 | FALSE | TRUE | TRUE | 36:42.3 | Expired--no longer used | Deemed Ex Ante Team
EUC_3.7 | Any | Any | ExAnte2016 | None | Res | EUL for PGE Energy Upgrade Calififornia program - description update required | PA workpaper | WhlBldg | WBUpgrade | WhlBldg | WBRetPkg | rated years |  |  |  |  | 11.1 | 3.7 | Standard | 4/1/2016 | 12/31/2022 | FALSE | TRUE | TRUE | 36:42.3 | Expired--no longer used | Deemed Ex Ante Team
EUC_3.8 | Any | Any | ExAnte2016 | None | Res | EUL for PGE Energy Upgrade Calififornia program - description update required | PA workpaper | WhlBldg | WBUpgrade | WhlBldg | WBRetPkg | rated years |  |  |  |  | 11.4 | 3.8 | Standard | 4/1/2016 | 12/31/2022 | FALSE | TRUE | TRUE | 36:42.3 | Expired--no longer used | Deemed Ex Ante Team
EUC_3.9 | Any | Any | ExAnte2016 | None | Res | EUL for PGE Energy Upgrade Calififornia program - description update required | PA workpaper | WhlBldg | WBUpgrade | WhlBldg | WBRetPkg | rated years |  |  |  |  | 11.7 | 3.9 | Standard | 4/1/2016 | 12/31/2022 | FALSE | TRUE | TRUE | 36:42.3 | Expired--no longer used | Deemed Ex Ante Team
EUC_4 | Any | Any | ExAnte2016 | None | Res | EUL for PGE Energy Upgrade Calififornia program - description update required | PA workpaper | WhlBldg | WBUpgrade | WhlBldg | WBRetPkg | rated years |  |  |  |  | 12 | 4 | Standard | 4/1/2016 |  | FALSE | TRUE | TRUE | 28:49.8 | Updated to indicate claim/filing status | Deemed Ex Ante Team
EUC_4.1 | Any | Any | ExAnte2016 | None | Res | EUL for PGE Energy Upgrade Calififornia program - description update required | PA workpaper | WhlBldg | WBUpgrade | WhlBldg | WBRetPkg | rated years |  |  |  |  | 12.3 | 4.1 | Standard | 4/1/2016 | 12/31/2022 | FALSE | TRUE | TRUE | 36:42.3 | Expired--no longer used | Deemed Ex Ante Team
EUC_4.2 | Any | Any | ExAnte2016 | None | Res | EUL for PGE Energy Upgrade Calififornia program - description update required | PA workpaper | WhlBldg | WBUpgrade | WhlBldg | WBRetPkg | rated years |  |  |  |  | 12.6 | 4.2 | Standard | 4/1/2016 | 12/31/2022 | FALSE | TRUE | TRUE | 36:42.3 | Expired--no longer used | Deemed Ex Ante Team
EUC_4.3 | Any | Any | ExAnte2016 | None | Res | EUL for PGE Energy Upgrade Calififornia program - description update required | PA workpaper | WhlBldg | WBUpgrade | WhlBldg | WBRetPkg | rated years |  |  |  |  | 12.9 | 4.3 | Standard | 4/1/2016 | 12/31/2022 | FALSE | TRUE | TRUE | 36:42.3 | Expired--no longer used | Deemed Ex Ante Team
EUC_4.4 | Any | Any | ExAnte2016 | None | Res | EUL for PGE Energy Upgrade Calififornia program - description update required | PA workpaper | WhlBldg | WBUpgrade | WhlBldg | WBRetPkg | rated years |  |  |  |  | 13.2 | 4.4 | Standard | 4/1/2016 | 12/31/2022 | FALSE | TRUE | TRUE | 36:42.3 | Expired--no longer used | Deemed Ex Ante Team
EUC_4.5 | Any | Any | ExAnte2016 | None | Res | EUL for PGE Energy Upgrade Calififornia program - description update required | PA workpaper | WhlBldg | WBUpgrade | WhlBldg | WBRetPkg | rated years |  |  |  |  | 13.5 | 4.5 | Standard | 4/1/2016 | 12/31/2022 | FALSE | TRUE | TRUE | 36:42.3 | Expired--no longer used | Deemed Ex Ante Team
EUC_4.6 | Any | Any | ExAnte2016 | None | Res | EUL for PGE Energy Upgrade Calififornia program - description update required | PA workpaper | WhlBldg | WBUpgrade | WhlBldg | WBRetPkg | rated years |  |  |  |  | 13.8 | 4.6 | Standard | 4/1/2016 | 12/31/2022 | FALSE | TRUE | TRUE | 36:42.3 | Expired--no longer used | Deemed Ex Ante Team
EUC_4.7 | Any | Any | ExAnte2016 | None | Res | EUL for PGE Energy Upgrade Calififornia program - description update required | PA workpaper | WhlBldg | WBUpgrade | WhlBldg | WBRetPkg | rated years |  |  |  |  | 14.1 | 4.7 | Standard | 4/1/2016 | 12/31/2022 | FALSE | TRUE | TRUE | 36:42.3 | Expired--no longer used | Deemed Ex Ante Team
EUC_4.8 | Any | Any | ExAnte2016 | None | Res | EUL for PGE Energy Upgrade Calififornia program - description update required | PA workpaper | WhlBldg | WBUpgrade | WhlBldg | WBRetPkg | rated years |  |  |  |  | 14.4 | 4.8 | Standard | 4/1/2016 | 12/31/2022 | FALSE | TRUE | TRUE | 36:42.3 | Expired--no longer used | Deemed Ex Ante Team
EUC_4.9 | Any | Any | ExAnte2016 | None | Res | EUL for PGE Energy Upgrade Calififornia program - description update required | PA workpaper | WhlBldg | WBUpgrade | WhlBldg | WBRetPkg | rated years |  |  |  |  | 14.7 | 4.9 | Standard | 4/1/2016 | 12/31/2022 | FALSE | TRUE | TRUE | 36:42.3 | Expired--no longer used | Deemed Ex Ante Team
EUC_5 | Any | Any | ExAnte2016 | None | Res | EUL for PGE Energy Upgrade Calififornia program - description update required | PA workpaper | WhlBldg | WBUpgrade | WhlBldg | WBRetPkg | rated years |  |  |  |  | 15 | 5 | Standard | 4/1/2016 |  | FALSE | TRUE | TRUE | 28:49.8 | Updated to indicate claim/filing status | Deemed Ex Ante Team
EUC_5.1 | Any | Any | ExAnte2016 | None | Res | EUL for PGE Energy Upgrade Calififornia program - description update required | PA workpaper | WhlBldg | WBUpgrade | WhlBldg | WBRetPkg | rated years |  |  |  |  | 15.3 | 5.1 | Standard | 4/1/2016 | 12/31/2022 | FALSE | TRUE | TRUE | 36:42.3 | Expired--no longer used | Deemed Ex Ante Team
EUC_5.2 | Any | Any | ExAnte2016 | None | Res | EUL for PGE Energy Upgrade Calififornia program - description update required | PA workpaper | WhlBldg | WBUpgrade | WhlBldg | WBRetPkg | rated years |  |  |  |  | 15.6 | 5.2 | Standard | 4/1/2016 | 12/31/2022 | FALSE | TRUE | TRUE | 36:42.3 | Expired--no longer used | Deemed Ex Ante Team
EUC_5.3 | Any | Any | ExAnte2016 | None | Res | EUL for PGE Energy Upgrade Calififornia program - description update required | PA workpaper | WhlBldg | WBUpgrade | WhlBldg | WBRetPkg | rated years |  |  |  |  | 15.9 | 5.3 | Standard | 4/1/2016 | 12/31/2022 | FALSE | TRUE | TRUE | 36:42.3 | Expired--no longer used | Deemed Ex Ante Team
EUC_5.4 | Any | Any | ExAnte2016 | None | Res | EUL for PGE Energy Upgrade Calififornia program - description update required | PA workpaper | WhlBldg | WBUpgrade | WhlBldg | WBRetPkg | rated years |  |  |  |  | 16.2 | 5.4 | Standard | 4/1/2016 | 12/31/2022 | FALSE | TRUE | TRUE | 36:42.3 | Expired--no longer used | Deemed Ex Ante Team
EUC_5.5 | Any | Any | ExAnte2016 | None | Res | EUL for PGE Energy Upgrade Calififornia program - description update required | PA workpaper | WhlBldg | WBUpgrade | WhlBldg | WBRetPkg | rated years |  |  |  |  | 16.5 | 5.5 | Standard | 4/1/2016 | 12/31/2022 | FALSE | TRUE | TRUE | 36:42.3 | Expired--no longer used | Deemed Ex Ante Team
EUC_5.6 | Any | Any | ExAnte2016 | None | Res | EUL for PGE Energy Upgrade Calififornia program - description update required | PA workpaper | WhlBldg | WBUpgrade | WhlBldg | WBRetPkg | rated years |  |  |  |  | 16.8 | 5.6 | Standard | 4/1/2016 | 12/31/2022 | FALSE | TRUE | TRUE | 36:42.3 | Expired--no longer used | Deemed Ex Ante Team
EUC_5.7 | Any | Any | ExAnte2016 | None | Res | EUL for PGE Energy Upgrade Calififornia program - description update required | PA workpaper | WhlBldg | WBUpgrade | WhlBldg | WBRetPkg | rated years |  |  |  |  | 17.1 | 5.7 | Standard | 4/1/2016 | 12/31/2022 | FALSE | TRUE | TRUE | 36:42.3 | Expired--no longer used | Deemed Ex Ante Team
EUC_5.8 | Any | Any | ExAnte2016 | None | Res | EUL for PGE Energy Upgrade Calififornia program - description update required | PA workpaper | WhlBldg | WBUpgrade | WhlBldg | WBRetPkg | rated years |  |  |  |  | 17.4 | 5.8 | Standard | 4/1/2016 | 12/31/2022 | FALSE | TRUE | TRUE | 36:42.3 | Expired--no longer used | Deemed Ex Ante Team
EUC_5.9 | Any | Any | ExAnte2016 | None | Res | EUL for PGE Energy Upgrade Calififornia program - description update required | PA workpaper | WhlBldg | WBUpgrade | WhlBldg | WBRetPkg | rated years |  |  |  |  | 17.7 | 5.9 | Standard | 4/1/2016 | 12/31/2022 | FALSE | TRUE | TRUE | 36:42.3 | Expired--no longer used | Deemed Ex Ante Team
EUC_6 | Any | Any | ExAnte2016 | None | Res | EUL for PGE Energy Upgrade Calififornia program - description update required | PA workpaper | WhlBldg | WBUpgrade | WhlBldg | WBRetPkg | rated years |  |  |  |  | 18 | 6 | Standard | 4/1/2016 | 12/31/2022 | FALSE | TRUE | TRUE | 36:42.3 | Expired--no longer used | Deemed Ex Ante Team
EUC_6.1 | Any | Any | ExAnte2016 | None | Res |  | PA workpaper | WhlBldg | WBUpgrade | WhlBldg | WBRetPkg | rated years |  |  |  |  | 18.3 | 6.1 | Standard | 4/1/2016 | 12/31/2022 | FALSE | TRUE | TRUE | 36:42.3 | Expired--no longer used | Deemed Ex Ante Team
EUC_6.2 | Any | Any | ExAnte2016 | None | Res |  | PA workpaper | WhlBldg | WBUpgrade | WhlBldg | WBRetPkg | rated years |  |  |  |  | 18.6 | 6.2 | Standard | 4/1/2016 | 12/31/2022 | FALSE | TRUE | TRUE | 36:42.3 | Expired--no longer used | Deemed Ex Ante Team
EUC_6.3 | Any | Any | ExAnte2016 | None | Res |  | PA workpaper | WhlBldg | WBUpgrade | WhlBldg | WBRetPkg | rated years |  |  |  |  | 18.9 | 6.3 | Standard | 4/1/2016 | 12/31/2022 | FALSE | TRUE | TRUE | 36:42.3 | Expired--no longer used | Deemed Ex Ante Team
EUC_6.4 | Any | Any | ExAnte2016 | None | Res | EUL for PGE Energy Upgrade Calififornia program - description update required | PA workpaper | WhlBldg | WBUpgrade | WhlBldg | WBRetPkg | rated years |  |  |  |  | 19.2 | 6.4 | Standard | 4/1/2016 | 12/31/2022 | FALSE | TRUE | TRUE | 36:42.3 | Expired--no longer used | Deemed Ex Ante Team
EUC_6.5 | Any | Any | ExAnte2016 | None | Res | EUL for PGE Energy Upgrade Calififornia program - description update required | PA workpaper | WhlBldg | WBUpgrade | WhlBldg | WBRetPkg | rated years |  |  |  |  | 19.5 | 6.5 | Standard | 4/1/2016 | 12/31/2022 | FALSE | TRUE | TRUE | 36:42.3 | Expired--no longer used | Deemed Ex Ante Team
EUC_6.6 | Any | Any | ExAnte2016 | None | Res | EUL for PGE Energy Upgrade Calififornia program - description update required | PA workpaper | WhlBldg | WBUpgrade | WhlBldg | WBRetPkg | rated years |  |  |  |  | 19.8 | 6.6 | Standard | 4/1/2016 | 12/31/2022 | FALSE | TRUE | TRUE | 36:42.3 | Expired--no longer used | Deemed Ex Ante Team
FoodHandWrap | Any | Any | DEER2014 | None | Com | Hand wrapping machine used in food service | PA workpaper | FoodServ | Packaging | FoodService | HandWrap | evaluated years |  |  |  |  | 10 | 3.33 | Available | 1/1/2013 |  | FALSE | TRUE | TRUE | 28:49.8 | Updated to indicate claim/filing status | Deemed Ex Ante Team
GlazDaylt-Dayltg | Any | Any | DEER2014 | None | Com | Daylighting - controls | D08 v2.05 | Lighting | Controls | Ltg_Controls | LtSensor | rated years |  |  |  |  | 8 | 2.7 | Standard | 1/1/2013 |  | FALSE | TRUE | TRUE | 28:49.8 | Updated to indicate claim/filing status | Deemed Ex Ante Team
GlazDaylt-HPWinDaylt | Any | Any | DEER2014 | None | Com | High Performance Windows for Daylighting | D08 v2.05 | BldgEnv | Fenestration | Fenest |  | rated years |  |  |  |  | 20 | 6.7 | Standard | 1/1/2013 |  | FALSE | TRUE | TRUE | 28:49.8 | Updated to indicate claim/filing status | Deemed Ex Ante Team
GlazDaylt-LoSHGC | Any | Any | DEER2014 | None | Com | Low Solar Heat Gain Coefficient Windows | D08 v2.05 | BldgEnv | Fenestration | Fenest |  | rated years |  |  |  |  | 20 | 6.7 | Standard | 1/1/2013 |  | FALSE | TRUE | TRUE | 28:49.8 | Updated to indicate claim/filing status | Deemed Ex Ante Team
GlazDaylt-WinFilm | Any | Any | DEER2014 | None | Com | Reflective Window Films & Sunscreens - Commercial | D08 v2.05 | BldgEnv | Fenestration | Fenest | WinFilm | rated years |  |  |  |  | 10 | 3.3 | Standard | 1/1/2013 |  | FALSE | TRUE | TRUE | 28:49.8 | Updated to indicate claim/filing status | Deemed Ex Ante Team
GrocDisp-ASH | Any | Any | DEER2014 | None | Com | Anti-Sweat Heat (ASH) Controls | D08 v2.05 | ComRefrig | Display | Ref_Storage |  | rated years |  |  |  |  | 12 | 4 | Standard | 1/1/2013 |  | FALSE | TRUE | TRUE | 28:49.8 | Updated to indicate claim/filing status | Deemed Ex Ante Team
GrocDisp-DispCvrs | Any | Any | DEER2014 | None | Com | Night Covers for vertical and horizontal refrigerated display cases | D08 v2.05 | ComRefrig | Display | Ref_Storage |  | rated years |  |  |  |  | 5 | 1.7 | Standard | 1/1/2013 |  | FALSE | TRUE | TRUE | 28:49.8 | Updated to indicate claim/filing status | Deemed Ex Ante Team
GrocDisp-DispLtgCtrl | Any | Any | DEER2014 | None | Com | Display Case Lighting Control | D08 v2.05 | Lighting | RefDisplay | Ref_Storage | RefrigLtg | rated years |  |  |  |  | 8 | 2.7 | Standard | 1/1/2013 |  | FALSE | TRUE | TRUE | 28:49.8 | Updated to indicate claim/filing status | Deemed Ex Ante Team
GrocDisp-FEvapFanMtr | Any | Any | DEER2014 | None | Com | High Efficiency Evaporator Fan Motors | D08 v2.05 | ComRefrig | Equipment | Ref_Storage | EvapFan | rated years |  |  |  |  | 15 | 5 | Standard | 1/1/2013 |  | FALSE | TRUE | TRUE | 28:49.8 | Updated to indicate claim/filing status | Deemed Ex Ante Team
GrocDisp-FixtDoors | Any | Any | DEER2014 | None | Com | New case with Doors | D08 v2.05 | ComRefrig | Display | Ref_Storage |  | rated years |  |  |  |  | 12 | 4 | Standard | 1/1/2013 |  | FALSE | TRUE | TRUE | 28:49.8 | Updated to indicate claim/filing status | Deemed Ex Ante Team
GrocDisp-FixtDrGask | Any | Any | DEER2014 | None | Com | Door Gaskets on Cooler/Freezer Doors | D08 v2.05 | ComRefrig | Display | Ref_Storage | Gasket | rated years |  |  |  |  | 4 | 1.3 | Standard | 1/1/2013 | 12/31/2016 | FALSE | TRUE | TRUE | 28:49.8 | Updated to indicate claim/filing status | Deemed Ex Ante Team
GrocDisp-FixtDrGask | Any | Any | DEER2020 | None | Com | Door Gaskets on Cooler/Freezer Doors | D20 v1 | ComRefrig | Display | Ref_Storage | Gasket | rated years |  |  |  |  | 3 | 1 | Standard | 1/1/2017 |  | FALSE | TRUE | TRUE | 28:49.8 | Updated to indicate claim/filing status | Deemed Ex Ante Team
GrocDisp-FixtLtg-LED | Any | Any | DEER2014 | None | Com | Display Case Lighting LED Lighting | D08 v2.05 | Lighting | RefDisplay | Ref_Storage | RefrigLtg | rated years |  |  |  |  | 16 | 5.3 | Standard | 1/1/2013 |  | FALSE | TRUE | TRUE | 28:49.8 | Updated to indicate claim/filing status | Deemed Ex Ante Team
GrocDisp-ZeroHtDrs | Any | Any | DEER2014 | None | Com | Zero Heat Reach-in Glass Doors | D08 v2.05 | ComRefrig | Display | Ref_Storage |  | rated years |  |  |  |  | 12 | 4 | Standard | 1/1/2013 |  | FALSE | TRUE | TRUE | 28:49.8 | Updated to indicate claim/filing status | Deemed Ex Ante Team
GrocSys-Cndsr | Any | Any | DEER2014 | None | Com | Refrigeration Upgrades (Condenser) - Grocery | D08 v2.05 | ComRefrig | Equipment | Ref_Storage | Refrig_sys | rated years |  |  |  |  | 15 | 5 | Standard | 1/1/2013 |  | FALSE | TRUE | TRUE | 28:49.8 | Updated to indicate claim/filing status | Deemed Ex Ante Team
GrocSys-FltHdPres | Any | Any | DEER2014 | None | Com | Refrigeration Upgrades (Head Pressure) - Grocery | D08 v2.05 | ComRefrig | Equipment | Ref_Storage | Refrig_sys | rated years |  |  |  |  | 15 | 5 | Standard | 1/1/2013 |  | FALSE | TRUE | TRUE | 28:49.8 | Updated to indicate claim/filing status | Deemed Ex Ante Team
GrocSys-FltSucPres | Any | Any | DEER2014 | None | Com | Refrigeration Upgrades (Suction Pressure) - Grocery | D08 v2.05 | ComRefrig | Equipment | Ref_Storage | Refrig_sys | rated years |  |  |  |  | 15 | 5 | Standard | 1/1/2013 |  | FALSE | TRUE | TRUE | 28:49.8 | Updated to indicate claim/filing status | Deemed Ex Ante Team
GrocSys-HtRecov | Any | Any | DEER2014 | None | Com | Heat Recovery from Central Refrigeration System | D08 v2.05 | ComRefrig | Equipment | Ref_Storage | Refrig_sys | rated years |  |  |  |  | 10 | 3.3 | Standard | 1/1/2013 |  | FALSE | TRUE | TRUE | 28:49.8 | Updated to indicate claim/filing status | Deemed Ex Ante Team
GrocSys-MechSubcl | Any | Any | DEER2014 | None | Com | Refrigeration Upgrades (Subcooling) - Grocery | D08 v2.05 | ComRefrig | Equipment | Ref_Storage | Refrig_sys | rated years |  |  |  |  | 15 | 5 | Standard | 1/1/2013 |  | FALSE | TRUE | TRUE | 28:49.8 | Updated to indicate claim/filing status | Deemed Ex Ante Team
GrocSys-Retro | Any | Any | DEER2020 | None | Com | Refrigeration Retrocommissioning - Grocery | D20 v1 | Service | Diagnostic |  |  | rated years |  |  |  |  | 3 |  | Standard | 1/1/2017 |  | FALSE | TRUE | TRUE | 28:49.8 | Updated to indicate claim/filing status | Deemed Ex Ante Team
GrocSys-Retro | Any | Any | DEER2014 | None | Com | Refrigeration Retrocommissioning - Grocery | D08 v2.05 | Service | Diagnostic |  |  | rated years |  |  |  |  | 10 |  | Standard | 1/1/2013 | 12/31/2016 | FALSE | TRUE | TRUE | 28:49.8 | Updated to indicate claim/filing status | Deemed Ex Ante Team
GrocWlkIn-DrClsr | Any | Any | DEER2014 | None | Com | Auto-Closer for Walk-In Cooler/Freezer Doors | D08 v2.05 | ComRefrig | Storage | Ref_Storage |  | rated years |  |  |  |  | 8 | 2.7 | Standard | 1/1/2013 |  | FALSE | TRUE | TRUE | 28:49.8 | Updated to indicate claim/filing status | Deemed Ex Ante Team
GrocWlkIn-StripCrtn | Any | Any | DEER2014 | None | Com | Strip Curtains for Walk-Ins | D08 v2.05 | ComRefrig | Storage | Ref_Storage | StripCurt | rated years |  |  |  |  | 4 | 1.3 | Standard | 1/1/2013 |  | FALSE | TRUE | TRUE | 28:49.8 | Updated to indicate claim/filing status | Deemed Ex Ante Team
GrocWlkIn-WDrGask | Any | Any | DEER2014 | None | Com | Door Gaskets on Cooler/Freezer Doors | D08 v2.05 | ComRefrig | Storage | Ref_Storage | Gasket | rated years |  |  |  |  | 4 | 1.3 | Standard | 1/1/2013 |  | FALSE | TRUE | TRUE | 28:49.8 | Updated to indicate claim/filing status | Deemed Ex Ante Team
GrocWlkIn-WEvapFanMtr | Any | Any | DEER2014 | None | Com | High Efficiency Evaporator Fan Motors | D08 v2.05 | ComRefrig | Storage | Ref_Storage |  | rated years |  |  |  |  | 15 | 5 | Standard | 1/1/2013 |  | FALSE | TRUE | TRUE | 28:49.8 | Updated to indicate claim/filing status | Deemed Ex Ante Team
GrocWlkIn-WEvapFMtrCtrl | Any | Any | DEER2014 | None | Com | Evaporator Fan Controller for Walk-In Coolers | D08 v2.05 | ComRefrig | Storage | Ref_Storage |  | rated years |  |  |  |  | 16 | 5.3 | Standard | 1/1/2013 |  | FALSE | TRUE | TRUE | 28:49.8 | Updated to indicate claim/filing status | Deemed Ex Ante Team
HVAC-2Spd | Any | Any | DEER2014 | None | Com | Two-Speed Fan | D08 v2.05 | HVAC | VentAirDist | HV_AirDist |  | rated years |  |  |  |  | 15 | 5 | Standard | 1/1/2013 |  | FALSE | TRUE | TRUE | 28:49.8 | Updated to indicate claim/filing status | Deemed Ex Ante Team
HVAC-addEcono | Any | Any | DEER2014 | None | Com | Add Economizer | D08 v2.05 | HVAC | SpaceCool | HV_AirDist | AirEcono | rated years |  |  |  |  | 10 | 3.3 | Standard | 1/1/2013 | 12/31/2016 | FALSE | TRUE | TRUE | 28:49.8 | Updated to indicate claim/filing status | Deemed Ex Ante Team
HVAC-airAC | Any | Any | DEER2014 | None | Com | Air Conditioners (air-cooled, split and unitary) | D08 v2.05 | HVAC | SpaceCool | dxAC_equip |  | rated years |  |  |  |  | 15 | 5 | Standard | 1/1/2013 |  | FALSE | TRUE | TRUE | 28:49.8 | Updated to indicate claim/filing status | Deemed Ex Ante Team
HVAC-airHP | Any | Any | DEER2014 | None | Com | Heat Pumps (air-cooled, split and unitary) | D08 v2.05 | HVAC | HeatCool | dxHP_equip |  | rated years |  |  |  |  | 15 | 5 | Standard | 1/1/2013 |  | FALSE | TRUE | TRUE | 28:49.8 | Updated to indicate claim/filing status | Deemed Ex Ante Team
HVAC-AtoAHtExchng | Any | Any | DEER2014 | None | Com | Air To Air Heat Exchanger | D08 v2.05 | HVAC | HeatCool | HV_AirDist | HeatRecov | rated years |  |  |  |  | 14 | 4.7 | Standard | 1/1/2013 |  | FALSE | TRUE | TRUE | 28:49.8 | Updated to indicate claim/filing status | Deemed Ex Ante Team
HVAC-Blr | Any | Any | DEER2014 | None | Com | High Efficiency Boiler | D08 v2.05 | HVAC | SpaceHeat | SpaceHtg_eq |  | rated years |  |  |  |  | 20 | 6.7 | Standard | 1/1/2013 |  | FALSE | TRUE | TRUE | 28:49.8 | Updated to indicate claim/filing status | Deemed Ex Ante Team
HVAC-Blr-Res | Any | Any | ExAnte2013 | None | Res | High Efficiency Boiler | IOU Workpaper | HVAC | SpaceHeat | WaterHtg_eq |  | rated years |  |  |  |  | 20 | 6.7 | Standard | 1/1/2013 |  | FALSE | TRUE | TRUE | 28:49.8 | Updated to indicate claim/filing status | Deemed Ex Ante Team
HVAC-Chlr | Any | Any | DEER2014 | None | Com | High Efficiency Chillers | D08 v2.05 | HVAC | SpaceCool | Chiller |  | rated years |  |  |  |  | 20 | 6.7 | Standard | 1/1/2013 |  | FALSE | TRUE | TRUE | 28:49.8 | Updated to indicate claim/filing status | Deemed Ex Ante Team
HVAC-ChlrComp | Any | Any | DEER2014 | None | Com | Compressor Heat Recovery (w/electric water heating), add-on equipment | D08 v2.05 | SHW |  | WaterHtg_eq |  | rated years |  |  |  |  | 14 | 4.7 | Standard | 1/1/2013 |  | FALSE | TRUE | TRUE | 28:49.8 | Updated to indicate claim/filing status | Deemed Ex Ante Team
HVAC-ChlrComp-Ag | Any | Any | ExAnte2013 | None | Ag | Compressor Heat Recovery (w/electric water heating) | IOU Workpaper | ProcHeat |  | LiquidCirc |  | rated years |  |  |  |  | 14 | 4.7 | Available | 1/1/2013 |  | FALSE | TRUE | TRUE | 28:49.8 | Updated to indicate claim/filing status | Deemed Ex Ante Team
HVAC-ClnCondCoils | Any | Any | DEER2014 | None | Com | Clean Condenser Coils - Commercial | D08 v2.05 | Service | Maintenance | HeatReject |  | rated years |  |  |  |  | 3 |  | Standard | 1/1/2013 |  | FALSE | TRUE | TRUE | 28:49.8 | Updated to indicate claim/filing status | Deemed Ex Ante Team
HVAC-ClnEvapCoils | Any | Any | ExAnte2013 | None | Com | Clean Evaporator Coils | IOU Workpaper | Service | Maintenance |  |  | rated years |  |  |  |  | 3 |  | Standard | 1/1/2013 |  | FALSE | TRUE | TRUE | 28:49.8 | Updated to indicate claim/filing status | Deemed Ex Ante Team
HVAC-ClTwrPkgSys | Any | Any | DEER2014 | None | Com | Cooling Tower for Packaged System | D08 v2.05 | HVAC | HtRej | HeatReject |  | rated years |  |  |  |  | 15 | 5 | Standard | 1/1/2013 |  | FALSE | TRUE | TRUE | 28:49.8 | Updated to indicate claim/filing status | Deemed Ex Ante Team
HVAC-DuctInsul | Any | Any | DEER2014 | None | Com | Duct Insulation Material | D08 v2.05 | HVAC | VentAirDist | HV_AirDist | DuctInsC | rated years |  |  |  |  | 20 | 6.7 | Standard | 1/1/2013 |  | FALSE | TRUE | TRUE | 28:49.8 | Updated to indicate claim/filing status | Deemed Ex Ante Team
HVAC-DuctSeal | Any | Any | DEER2020 | None | Com | Duct Sealing - Single Zone Package System | D20 v1 | HVAC | VentAirDist | HV_AirDist | DuctSysC | rated years |  |  |  |  | 3 |  | Standard | 1/1/2017 |  | FALSE | TRUE | TRUE | 28:49.8 | Updated to indicate claim/filing status | Deemed Ex Ante Team
HVAC-DuctSeal | Any | Any | DEER2014 | None | Com | Duct Sealing - Single Zone Package System | D08 v2.05 | HVAC | VentAirDist | HV_AirDist | DuctSysC | rated years |  |  |  |  | 18 | 6 | Standard | 1/1/2013 | 12/31/2016 | FALSE | TRUE | TRUE | 28:49.8 | Updated to indicate claim/filing status | Deemed Ex Ante Team
HVAC-DuctSeal-BW | Any | Any | DEER2022 | None | Com | Duct sealing for MAT=Building Weatherization - Single Zone Package System | D22 v1 | HVAC | VentAirDist | HV_AirDist | DuctSysC | rated years |  |  |  |  | 18 | 6 | Proposed | 1/1/2021 |  | FALSE | TRUE | TRUE | 28:49.8 | Updated to indicate claim/filing status | Deemed Ex Ante Team
HVAC-EMS | Any | Any | DEER2014 | None | Com | Energy Management System | D08 v2.05 | HVAC | EnvCtrl | HV_Tech | EMS | rated years |  |  |  |  | 15 | 5 | Standard | 1/1/2013 |  | FALSE | TRUE | TRUE | 28:49.8 | Updated to indicate claim/filing status | Deemed Ex Ante Team
HVAC-evapAC | Any | Any | DEER2014 | None | Com | Air Conditioners (evaporatively-cooled, split and unitary) | D08 v2.05 | HVAC | SpaceCool | dxAC_equip |  | rated years |  |  |  |  | 15 | 5 | Standard | 1/1/2013 |  | FALSE | TRUE | TRUE | 28:49.8 | Updated to indicate claim/filing status | Deemed Ex Ante Team
HVAC-EvapCool | Any | Any | DEER2014 | None | Com | Evap Cool Indirect | D08 v2.05 | HVAC | SpaceCool | EvapCool_eq | ComEvap | rated years |  |  |  |  | 15 | 5 | Standard | 1/1/2013 |  | FALSE | TRUE | TRUE | 28:49.8 | Updated to indicate claim/filing status | Deemed Ex Ante Team
HVAC-FanPwrdMix | Any | Any | DEER2014 | None | Com | Fan Powered Mixing Boxes | D08 v2.05 | HVAC | VentAirDist | HV_AirDist |  | rated years |  |  |  |  | 10 | 3.3 | Standard | 1/1/2013 |  | FALSE | TRUE | TRUE | 28:49.8 | Updated to indicate claim/filing status | Deemed Ex Ante Team
HVAC-FlowCtrl-AirFiltCtrls | Any | Any | DEER2014 | None | Res | Air Filter Alarm | PA workpaper | HVAC | VentAirDist |  |  | evaluated years |  |  |  |  | 5 | 1.67 | Available | 1/1/2013 |  | FALSE | TRUE | TRUE | 28:49.8 | Updated to indicate claim/filing status | Deemed Ex Ante Team
HVAC-Frnc | Any | Any | DEER2014 | None | Com | High Efficiency Furnace | D08 v2.05 | HVAC | SpaceHeat | SpaceHtg_eq | GasFurnace | rated years |  |  |  |  | 20 | 6.7 | Standard | 1/1/2013 |  | FALSE | TRUE | TRUE | 28:49.8 | Updated to indicate claim/filing status | Deemed Ex Ante Team
HVAC-HydHPVarFlow | Any | Any | DEER2014 | None | Com | Hydronic Heat Pump Var Flow Valve | D08 v2.05 | HVAC | SpaceCool | dxHP_equip |  | rated years |  |  |  |  | 10 | 3.3 | Standard | 1/1/2013 |  | FALSE | TRUE | TRUE | 28:49.8 | Updated to indicate claim/filing status | Deemed Ex Ante Team
HVAC-ProgTStats | Any | Any | DEER2014 | None | Com | Setback Programmable Thermostats | D08 v2.05 | HVAC | EnvCtrl | HV_Tech | Tstat | rated years |  |  |  |  | 11 | 3.7 | Standard | 1/1/2013 |  | FALSE | TRUE | TRUE | 28:49.8 | Updated to indicate claim/filing status | Deemed Ex Ante Team
HVAC-PTAC | Any | Any | DEER2014 | None | Com | Air Conditioners (packaged terminal AC) | D08 v2.05 | HVAC | SpaceCool | dxAC_equip |  | rated years |  |  |  |  | 15 | 5 | Standard | 1/1/2013 |  | FALSE | TRUE | TRUE | 28:49.8 | Updated to indicate claim/filing status | Deemed Ex Ante Team
HVAC-PTACCtrl | Mtl | Any | ExAnte2010 | None | Com | Package Terminal AC - Controller | IOU Workpaper | HVAC | SpaceCool | HV_Tech | TStat | rated years |  |  |  |  | 15 | 5 | Available | 1/1/2013 |  | FALSE | TRUE | TRUE | 28:49.8 | Updated to indicate claim/filing status | Deemed Ex Ante Team
HVAC-PTACCtrl | Htl | Any | ExAnte2010 | None | Com | Package Terminal AC - Controller | IOU Workpaper | HVAC | SpaceCool | HV_Tech | TStat | rated years |  |  |  |  | 15 | 5 | Available | 1/1/2013 |  | FALSE | TRUE | TRUE | 28:49.8 | Updated to indicate claim/filing status | Deemed Ex Ante Team
HVAC-PTACCtrl | Gst | Any | ExAnte2010 | None | Com | Package Terminal AC - Controller | IOU Workpaper | HVAC | SpaceCool | HV_Tech | TStat | rated years |  |  |  |  | 15 | 5 | Available | 1/1/2013 |  | FALSE | TRUE | TRUE | 28:49.8 | Updated to indicate claim/filing status | Deemed Ex Ante Team
HVAC-PTHP | Any | Any | DEER2014 | None | Com | Heat Pumps (packaged terminal) | D08 v2.05 | HVAC | HeatCool | dxHP_equip |  | rated years |  |  |  |  | 15 | 5 | Standard | 1/1/2013 |  | FALSE | TRUE | TRUE | 28:49.8 | Updated to indicate claim/filing status | Deemed Ex Ante Team
HVAC-QMPkg | Any | Any | DEER2020 | None | Any | Quality Maintenance | D20 v1 | HVAC | SpaceCool | HV_Tech | pkgEER | rated years | 3 |  |  |  | 3 |  | Available | 1/1/2017 |  | FALSE | TRUE | TRUE | 34:58.7 | Updated Sector from All to Any | Deemed Ex Ante Team
HVAC-QMPkg | Any | Any | DEER2014 | None | CC | Quality Maintenance | PA workpaper | HVAC | SpaceCool | HV_Tech | pkgEER | rated years | 3 |  |  |  | 3 | 3 | Available | 1/1/2013 | 12/31/2016 | FALSE | TRUE | TRUE | 28:49.8 | Updated to indicate claim/filing status | Deemed Ex Ante Team
HVAC-RedcOverVent | Any | Any | DEER2014 | None | Com | Reducing Overventilation | D08 v2.05 | HVAC | VentAirDist | HV_AirDist |  | rated years |  |  |  |  | 10 | 3.3 | Standard | 1/1/2013 |  | FALSE | TRUE | TRUE | 28:49.8 | Updated to indicate claim/filing status | Deemed Ex Ante Team
HVAC-RefChg | Any | Any | DEER2020 | None | Com | Refrigerant Charge - Commercial | D20 v1 | HVAC | HeatCool | dxAC_equip | refrig | rated years |  |  |  |  | 3 |  | Standard | 1/1/2017 |  | FALSE | TRUE | TRUE | 28:49.8 | Updated to indicate claim/filing status | Deemed Ex Ante Team
HVAC-RefChg | Any | Any | DEER2014 | None | Com | Refrigerant Charge - Commercial | D08 v2.05 | HVAC | HeatCool | dxAC_equip | refrig | rated years |  |  |  |  | 10 | 3.3 | Standard | 1/1/2013 | 12/31/2016 | FALSE | TRUE | TRUE | 28:49.8 | Updated to indicate claim/filing status | Deemed Ex Ante Team
HVAC-RepEcono | Any | Any | DEER2020 | None | Com | Repair Economizer | D20 v1 | HVAC | SpaceCool | HV_AirDist | AirEcono | rated years |  |  |  |  | 3 |  | Standard | 1/1/2017 |  | FALSE | TRUE | TRUE | 28:49.8 | Updated to indicate claim/filing status | Deemed Ex Ante Team
HVAC-RepEcono | Any | Any | DEER2014 | None | Com | Repair Economizer | D08 v2.05 | HVAC | SpaceCool | HV_AirDist | AirEcono | rated years |  |  |  |  | 5 | 1.7 | Standard | 1/1/2013 | 12/31/2016 | FALSE | TRUE | TRUE | 28:49.8 | Updated to indicate claim/filing status | Deemed Ex Ante Team
HVAC-Reset | Any | Any | DEER2014 | None | Com | Water Loop Reset | D08 v2.05 | HVAC | EnvCtrl | LiquidCirc | TempReset | rated years |  |  |  |  | 10 | 3.3 | Standard | 1/1/2013 |  | FALSE | TRUE | TRUE | 28:49.8 | Updated to indicate claim/filing status | Deemed Ex Ante Team
HVAC-RotHtRecov | Any | Any | DEER2014 | None | Com | Rotary Heat Recovery | D08 v2.05 | HVAC | HeatCool | HV_AirDist | HeatRecov | rated years |  |  |  |  | 14 | 4.7 | Standard | 1/1/2013 |  | FALSE | TRUE | TRUE | 28:49.8 | Updated to indicate claim/filing status | Deemed Ex Ante Team
HVAC-StmTrp | Any | Any | DEER2014 | None | Com | Steam Traps - Space Heating | D08 v2.05 | HVAC | SpaceHeat | SteamCirc | SteamTrap | rated years |  |  |  |  | 6 | 2 | Standard | 1/1/2013 | 12/31/2016 | FALSE | TRUE | TRUE | 28:49.8 | Updated to indicate claim/filing status | Deemed Ex Ante Team
HVAC-StmTrp | Any | Any | DEER2020 | None | Com | Steam Traps - Space Heating | D20 v1 | HVAC | SpaceHeat | SteamCirc | SteamTrap | rated years |  |  |  |  | 3 | 3 | Standard | 1/1/2017 |  | FALSE | TRUE | TRUE | 28:49.8 | Updated to indicate claim/filing status | Deemed Ex Ante Team
HVAC-Timeclocks | Any | Any | DEER2014 | None | Com | Time Clocks (heating/cooling) | D08 v2.05 | HVAC | EnvCtrl | HV_Tech | Timer | rated years |  |  |  |  | 11 | 3.7 | Standard | 1/1/2013 |  | FALSE | TRUE | TRUE | 28:49.8 | Updated to indicate claim/filing status | Deemed Ex Ante Team
HVAC-VarFlow | Any | Any | DEER2014 | None | Com | Hydronic Heat Pump Var Flow Valve | D08 v2.05 | HVAC | HeatCool | LiquidCirc | FlowTempCtrl | rated years |  |  |  |  | 10 | 3.3 | Standard | 1/1/2013 |  | FALSE | TRUE | TRUE | 28:49.8 | Updated to indicate claim/filing status | Deemed Ex Ante Team
HVAC-VAVBox | Any | Any | DEER2014 | None | Com | Variable Air Volume Box, VSD Fan | D08 v2.05 | HVAC | VentAirDist | Motor_Spd | ASD | rated years |  |  |  |  | 15 | 5 | Standard | 1/1/2013 |  | FALSE | TRUE | TRUE | 28:49.8 | Updated to indicate claim/filing status | Deemed Ex Ante Team
HVAC-VSD-DCV | Any | Any | ExAnte2013 | None | Com | Variable Speed Drive controlled by CO2 sensor | IOU Workpaper | HVAC | HeatCool | HV_Tech | DCV | rated years |  |  |  |  | 15 | 5 | Standard | 1/1/2013 |  | FALSE | TRUE | TRUE | 28:49.8 | Updated to indicate claim/filing status | Deemed Ex Ante Team
HVAC-VSD-fan | Any | Any | DEER2014 | None | Com | Variable Air Volume Box, VSD Fan | D08 v2.05 | HVAC | VentAirDist | Motor_Spd | ASD | rated years |  |  |  |  | 15 | 5 | Standard | 1/1/2013 |  | FALSE | TRUE | TRUE | 28:49.8 | Updated to indicate claim/filing status | Deemed Ex Ante Team
HVAC-VSD-pump | Any | Any | DEER2014 | None | Com | Variable Flow Water Loop, VSD Pump | D08 v2.05 | HVAC | HeatCool | Motor_Spd | ASD | rated years |  |  |  |  | 15 | 5 | Standard | 1/1/2013 |  | FALSE | TRUE | TRUE | 28:49.8 | Updated to indicate claim/filing status | Deemed Ex Ante Team
HVAC-VSDSupFan | Any | Any | DEER2014 | None | Com | VSD Supply Fan Motors | D08 v2.05 | HVAC | VentAirDist | Motor_Spd | ASD | rated years |  |  |  |  | 15 | 5 | Standard | 1/1/2013 |  | FALSE | TRUE | TRUE | 28:49.8 | Updated to indicate claim/filing status | Deemed Ex Ante Team
HVAC-WSHP | Any | Any | DEER2014 | None | Com | High Efficiency Water Source Heat Pump | D08 v2.05 | HVAC | HeatCool | dxHP_equip |  | rated years |  |  |  |  | 15 | 5 | Standard | 1/1/2013 |  | FALSE | TRUE | TRUE | 28:49.8 | Updated to indicate claim/filing status | Deemed Ex Ante Team
HVAC-wtrAC | Any | Any | DEER2014 | None | Com | Air Conditioners (water-cooled, split and unitary) | D08 v2.05 | HVAC | SpaceCool | dxAC_equip |  | rated years |  |  |  |  | 15 | 5 | Standard | 1/1/2013 |  | FALSE | TRUE | TRUE | 28:49.8 | Updated to indicate claim/filing status | Deemed Ex Ante Team
HVAC-WtrEcon | Any | Any | DEER2014 | None | Com | Water Side Economizer | D08 v2.05 | HVAC | SpaceCool | HeatReject | WSEcono | rated years |  |  |  |  | 15 | 5 | Standard | 1/1/2013 |  | FALSE | TRUE | TRUE | 28:49.8 | Updated to indicate claim/filing status | Deemed Ex Ante Team
HV-BFMotor | Any | Any | ExAnte2020 | None | Res | Brushless Fan Motor | PA workpaper | HVAC | VentAirDist | HV_AirDist | VentFanMtr | rated years |  |  |  |  | 5 | 1.67 | Standard | 1/1/2020 |  | FALSE | TRUE | TRUE | 28:49.8 | Updated to indicate claim/filing status | Deemed Ex Ante Team
HV-CoggedBelt | MLI | Any | DEER2023 | None | Ind | Cogged Fan Belt | D23 v0 | HVAC | VentAirDist | HV_AirDist | VentFanMtr | Occupied Hours | 24000 | 1 | 4112 | 5 | 5 | 1.67 | Standard | 1/1/2023 |  | FALSE | TRUE | TRUE | 32:07.2 |  | Deemed Ex Ante Team | 32:07.2 | Updated EFLHs using the occupied hours from the DEER2020 commercial-building prototype updates to populate the EFLHs. | Deemed Ex Ante Team
HV-CoggedBelt | RtS | Any | ExAnte2013 | None | Com | Cogged Fan Belt | IOU Workpaper | HVAC | VentAirDist | HV_AirDist | VentFanMtr | Occupied Hours | 24000 | 1 | 4745 | 5 | 5 | 1.7 | Standard | 1/1/2013 | 12/31/2022 | FALSE | TRUE | TRUE | 34:40.7 | Updated to indicate claim/filing status | Deemed Ex Ante Team
HV-CoggedBelt | RtL | Any | ExAnte2013 | None | Com | Cogged Fan Belt | IOU Workpaper | HVAC | VentAirDist | HV_AirDist | VentFanMtr | Occupied Hours | 24000 | 1 | 5475 | 5 | 4.4 | 1.5 | Standard | 1/1/2013 | 12/31/2022 | FALSE | TRUE | TRUE | 34:40.7 | Updated to indicate claim/filing status | Deemed Ex Ante Team
HV-CoggedBelt | Rt3 | Any | ExAnte2013 | None | Com | Cogged Fan Belt | IOU Workpaper | HVAC | VentAirDist | HV_AirDist | VentFanMtr | Occupied Hours | 24000 | 1 | 4482 | 5 | 5 | 1.7 | Standard | 1/1/2013 | 12/31/2022 | FALSE | TRUE | TRUE | 34:40.7 | Updated to indicate claim/filing status | Deemed Ex Ante Team
HV-CoggedBelt | OfS | Any | ExAnte2013 | None | Com | Cogged Fan Belt | IOU Workpaper | HVAC | VentAirDist | HV_AirDist | VentFanMtr | Occupied Hours | 24000 | 1 | 3371 | 5 | 5 | 1.7 | Standard | 1/1/2013 | 12/31/2022 | FALSE | TRUE | TRUE | 34:40.7 | Updated to indicate claim/filing status | Deemed Ex Ante Team
HV-CoggedBelt | OfL | Any | ExAnte2013 | None | Com | Cogged Fan Belt | IOU Workpaper | HVAC | VentAirDist | HV_AirDist | VentFanMtr | Occupied Hours | 24000 | 1 | 3974 | 5 | 5 | 1.7 | Standard | 1/1/2013 | 12/31/2022 | FALSE | TRUE | TRUE | 34:40.7 | Updated to indicate claim/filing status | Deemed Ex Ante Team
HV-CoggedBelt | MLI | Any | ExAnte2013 | None | Ind | Cogged Fan Belt | IOU Workpaper | HVAC | VentAirDist | HV_AirDist | VentFanMtr | Occupied Hours | 24000 | 1 | 3514 | 5 | 5 | 1.7 | Standard | 1/1/2013 | 12/31/2022 | FALSE | TRUE | TRUE | 34:40.7 | Updated to indicate claim/filing status | Deemed Ex Ante Team
HV-CoggedBelt | ESe | Any | ExAnte2013 | None | Com | Cogged Fan Belt | IOU Workpaper | HVAC | VentAirDist | HV_AirDist | VentFanMtr | Occupied Hours | 24000 | 1 | 2840 | 5 | 5 | 1.7 | Standard | 1/1/2013 | 12/31/2022 | FALSE | TRUE | TRUE | 34:40.7 | Updated to indicate claim/filing status | Deemed Ex Ante Team
HV-CoggedBelt | EPr | Any | ExAnte2013 | None | Com | Cogged Fan Belt | IOU Workpaper | HVAC | VentAirDist | HV_AirDist | VentFanMtr | Occupied Hours | 24000 | 1 | 2616 | 5 | 5 | 1.7 | Standard | 1/1/2013 | 12/31/2022 | FALSE | TRUE | TRUE | 34:40.7 | Updated to indicate claim/filing status | Deemed Ex Ante Team
HV-CoggedBelt | ECC | Any | ExAnte2013 | None | Com | Cogged Fan Belt | IOU Workpaper | HVAC | VentAirDist | HV_AirDist | VentFanMtr | Occupied Hours | 24000 | 1 | 3828 | 5 | 5 | 1.7 | Standard | 1/1/2013 | 12/31/2022 | FALSE | TRUE | TRUE | 34:40.7 | Updated to indicate claim/filing status | Deemed Ex Ante Team
HV-CoggedBelt | Asm | Any | ExAnte2013 | None | Com | Cogged Fan Belt | IOU Workpaper | HVAC | VentAirDist | HV_AirDist | VentFanMtr | Occupied Hours | 24000 | 1 | 5110 | 5 | 4.7 | 1.6 | Standard | 1/1/2013 | 12/31/2022 | FALSE | TRUE | TRUE | 34:40.7 | Updated to indicate claim/filing status | Deemed Ex Ante Team
HV-CoggedBelt | RFF | Any | ExAnte2013 | None | Com | Cogged Fan Belt | IOU Workpaper | HVAC | VentAirDist | HV_AirDist | VentFanMtr | Occupied Hours | 24000 | 1 | 6935 | 5 | 3.5 | 1.2 | Standard | 1/1/2013 | 12/31/2022 | FALSE | TRUE | TRUE | 34:40.7 | Updated to indicate claim/filing status | Deemed Ex Ante Team
HV-CoggedBelt | Com | Any | DEER2023 | None | Com | Cogged Fan Belt | D23 v0 | HVAC | VentAirDist | HV_AirDist | VentFanMtr | Occupied Hours | 24000 | 1 | 5190 | 5 | 4.62 | 1.54 | Standard | 1/1/2023 |  | FALSE | TRUE | TRUE | 32:07.2 |  | Deemed Ex Ante Team | 32:07.2 | Updated EFLHs using the occupied hours from the DEER2020 commercial-building prototype updates to populate the EFLHs. | Deemed Ex Ante Team
HV-CoggedBelt | WRf | Any | DEER2023 | None | Com | Cogged Fan Belt | D23 v0 | HVAC | VentAirDist | HV_AirDist | VentFanMtr | Occupied Hours | 24000 | 1 | 8760 | 5 | 2.74 | 0.91 | Standard | 1/1/2023 |  | FALSE | TRUE | TRUE | 32:07.2 |  | Deemed Ex Ante Team | 32:07.2 | Updated EFLHs using the occupied hours from the DEER2020 commercial-building prototype updates to populate the EFLHs. | Deemed Ex Ante Team
HV-CoggedBelt | SCn | Any | DEER2023 | None | Com | Cogged Fan Belt | D23 v0 | HVAC | VentAirDist | HV_AirDist | VentFanMtr | Occupied Hours | 24000 | 1 | 4954 | 5 | 4.84 | 1.61 | Standard | 1/1/2023 |  | FALSE | TRUE | TRUE | 32:07.2 |  | Deemed Ex Ante Team | 32:07.2 | Updated EFLHs using the occupied hours from the DEER2020 commercial-building prototype updates to populate the EFLHs. | Deemed Ex Ante Team
HV-CoggedBelt | RtS | Any | DEER2023 | None | Com | Cogged Fan Belt | D23 v0 | HVAC | VentAirDist | HV_AirDist | VentFanMtr | Occupied Hours | 24000 | 1 | 4887 | 5 | 4.91 | 1.64 | Standard | 1/1/2023 |  | FALSE | TRUE | TRUE | 32:07.2 |  | Deemed Ex Ante Team | 32:07.2 | Updated EFLHs using the occupied hours from the DEER2020 commercial-building prototype updates to populate the EFLHs. | Deemed Ex Ante Team
HV-CoggedBelt | RtL | Any | DEER2023 | None | Com | Cogged Fan Belt | D23 v0 | HVAC | VentAirDist | HV_AirDist | VentFanMtr | Occupied Hours | 24000 | 1 | 5527 | 5 | 4.34 | 1.45 | Standard | 1/1/2023 |  | FALSE | TRUE | TRUE | 32:07.2 |  | Deemed Ex Ante Team | 32:07.2 | Updated EFLHs using the occupied hours from the DEER2020 commercial-building prototype updates to populate the EFLHs. | Deemed Ex Ante Team
HV-CoggedBelt | Rt3 | Any | DEER2023 | None | Com | Cogged Fan Belt | D23 v0 | HVAC | VentAirDist | HV_AirDist | VentFanMtr | Occupied Hours | 24000 | 1 | 5231 | 5 | 4.59 | 1.53 | Standard | 1/1/2023 |  | FALSE | TRUE | TRUE | 32:07.2 |  | Deemed Ex Ante Team | 32:07.2 | Updated EFLHs using the occupied hours from the DEER2020 commercial-building prototype updates to populate the EFLHs. | Deemed Ex Ante Team
HV-CoggedBelt | RSD | Any | DEER2023 | None | Com | Cogged Fan Belt | D23 v0 | HVAC | VentAirDist | HV_AirDist | VentFanMtr | Occupied Hours | 24000 | 1 | 5119 | 5 | 4.69 | 1.56 | Standard | 1/1/2023 |  | FALSE | TRUE | TRUE | 32:07.2 |  | Deemed Ex Ante Team | 32:07.2 | Updated EFLHs using the occupied hours from the DEER2020 commercial-building prototype updates to populate the EFLHs. | Deemed Ex Ante Team
HV-CoggedBelt | RFF | Any | DEER2023 | None | Com | Cogged Fan Belt | D23 v0 | HVAC | VentAirDist | HV_AirDist | VentFanMtr | Occupied Hours | 24000 | 1 | 6935 | 5 | 3.46 | 1.15 | Standard | 1/1/2023 |  | FALSE | TRUE | TRUE | 32:07.2 |  | Deemed Ex Ante Team | 32:07.2 | Updated EFLHs using the occupied hours from the DEER2020 commercial-building prototype updates to populate the EFLHs. | Deemed Ex Ante Team
HV-CoggedBelt | OfS | Any | DEER2023 | None | Com | Cogged Fan Belt | D23 v0 | HVAC | VentAirDist | HV_AirDist | VentFanMtr | Occupied Hours | 24000 | 1 | 4044 | 5 | 5 | 1.67 | Standard | 1/1/2023 |  | FALSE | TRUE | TRUE | 32:07.2 |  | Deemed Ex Ante Team | 32:07.2 | Updated EFLHs using the occupied hours from the DEER2020 commercial-building prototype updates to populate the EFLHs. | Deemed Ex Ante Team
HV-CoggedBelt | OfL | Any | DEER2023 | None | Com | Cogged Fan Belt | D23 v0 | HVAC | VentAirDist | HV_AirDist | VentFanMtr | Occupied Hours | 24000 | 1 | 3616 | 5 | 5 | 1.67 | Standard | 1/1/2023 |  | FALSE | TRUE | TRUE | 32:07.2 |  | Deemed Ex Ante Team | 32:07.2 | Updated EFLHs using the occupied hours from the DEER2020 commercial-building prototype updates to populate the EFLHs. | Deemed Ex Ante Team
HV-CoggedBelt | Nrs | Any | DEER2023 | None | Com | Cogged Fan Belt | D23 v0 | HVAC | VentAirDist | HV_AirDist | VentFanMtr | Occupied Hours | 24000 | 1 | 8760 | 5 | 2.74 | 0.91 | Standard | 1/1/2023 |  | FALSE | TRUE | TRUE | 32:07.2 |  | Deemed Ex Ante Team | 32:07.2 | Updated EFLHs using the occupied hours from the DEER2020 commercial-building prototype updates to populate the EFLHs. | Deemed Ex Ante Team
HV-CoggedBelt | Mtl | Any | DEER2023 | None | Ind | Cogged Fan Belt | D23 v0 | HVAC | VentAirDist | HV_AirDist | VentFanMtr | Occupied Hours | 24000 | 1 | 8760 | 5 | 2.74 | 0.91 | Standard | 1/1/2023 |  | FALSE | TRUE | TRUE | 32:07.2 |  | Deemed Ex Ante Team | 32:07.2 | Updated EFLHs using the occupied hours from the DEER2020 commercial-building prototype updates to populate the EFLHs. | Deemed Ex Ante Team
HV-CoggedBelt | MBT | Any | DEER2023 | None | Com | Cogged Fan Belt | D23 v0 | HVAC | VentAirDist | HV_AirDist | VentFanMtr | Occupied Hours | 24000 | 1 | 3749 | 5 | 5 | 1.67 | Standard | 1/1/2023 |  | FALSE | TRUE | TRUE | 32:07.2 |  | Deemed Ex Ante Team | 32:07.2 | Updated EFLHs using the occupied hours from the DEER2020 commercial-building prototype updates to populate the EFLHs. | Deemed Ex Ante Team
HV-CoggedBelt | Htl | Any | DEER2023 | None | Com | Cogged Fan Belt | D23 v0 | HVAC | VentAirDist | HV_AirDist | VentFanMtr | Occupied Hours | 24000 | 1 | 8760 | 5 | 2.74 | 0.91 | Standard | 1/1/2023 |  | FALSE | TRUE | TRUE | 32:07.2 |  | Deemed Ex Ante Team | 32:07.2 | Updated EFLHs using the occupied hours from the DEER2020 commercial-building prototype updates to populate the EFLHs. | Deemed Ex Ante Team
HV-CoggedBelt | Hsp | Any | DEER2023 | None | Com | Cogged Fan Belt | D23 v0 | HVAC | VentAirDist | HV_AirDist | VentFanMtr | Occupied Hours | 24000 | 1 | 8760 | 5 | 2.74 | 0.91 | Standard | 1/1/2023 |  | FALSE | TRUE | TRUE | 32:07.2 |  | Deemed Ex Ante Team | 32:07.2 | Updated EFLHs using the occupied hours from the DEER2020 commercial-building prototype updates to populate the EFLHs. | Deemed Ex Ante Team
HV-CoggedBelt | Gro | Any | DEER2023 | None | Com | Cogged Fan Belt | D23 v0 | HVAC | VentAirDist | HV_AirDist | VentFanMtr | Occupied Hours | 24000 | 1 | 8760 | 5 | 2.74 | 0.91 | Standard | 1/1/2023 |  | FALSE | TRUE | TRUE | 32:07.2 |  | Deemed Ex Ante Team | 32:07.2 | Updated EFLHs using the occupied hours from the DEER2020 commercial-building prototype updates to populate the EFLHs. | Deemed Ex Ante Team
HV-CoggedBelt | EUn | Any | DEER2023 | None | Com | Cogged Fan Belt | D23 v0 | HVAC | VentAirDist | HV_AirDist | VentFanMtr | Occupied Hours | 24000 | 1 | 4820 | 5 | 4.98 | 1.66 | Standard | 1/1/2023 |  | FALSE | TRUE | TRUE | 32:07.2 |  | Deemed Ex Ante Team | 32:07.2 | Updated EFLHs using the occupied hours from the DEER2020 commercial-building prototype updates to populate the EFLHs. | Deemed Ex Ante Team
HV-CoggedBelt | ESe | Any | DEER2023 | None | Com | Cogged Fan Belt | D23 v0 | HVAC | VentAirDist | HV_AirDist | VentFanMtr | Occupied Hours | 24000 | 1 | 4317 | 5 | 5 | 1.67 | Standard | 1/1/2023 |  | FALSE | TRUE | TRUE | 32:07.2 |  | Deemed Ex Ante Team | 32:07.2 | Updated EFLHs using the occupied hours from the DEER2020 commercial-building prototype updates to populate the EFLHs. | Deemed Ex Ante Team
HV-CoggedBelt | ERC | Any | DEER2023 | None | Com | Cogged Fan Belt | D23 v0 | HVAC | VentAirDist | HV_AirDist | VentFanMtr | Occupied Hours | 24000 | 1 | 3697 | 5 | 5 | 1.67 | Standard | 1/1/2023 |  | FALSE | TRUE | TRUE | 32:07.2 |  | Deemed Ex Ante Team | 32:07.2 | Updated EFLHs using the occupied hours from the DEER2020 commercial-building prototype updates to populate the EFLHs. | Deemed Ex Ante Team
HV-CoggedBelt | EPr | Any | DEER2023 | None | Com | Cogged Fan Belt | D23 v0 | HVAC | VentAirDist | HV_AirDist | VentFanMtr | Occupied Hours | 24000 | 1 | 3175 | 5 | 5 | 1.67 | Standard | 1/1/2023 |  | FALSE | TRUE | TRUE | 32:07.2 |  | Deemed Ex Ante Team | 32:07.2 | Updated EFLHs using the occupied hours from the DEER2020 commercial-building prototype updates to populate the EFLHs. | Deemed Ex Ante Team
HV-CoggedBelt | ECC | Any | DEER2023 | None | Com | Cogged Fan Belt | D23 v0 | HVAC | VentAirDist | HV_AirDist | VentFanMtr | Occupied Hours | 24000 | 1 | 4521 | 5 | 5 | 1.67 | Standard | 1/1/2023 |  | FALSE | TRUE | TRUE | 32:07.2 |  | Deemed Ex Ante Team | 32:07.2 | Updated EFLHs using the occupied hours from the DEER2020 commercial-building prototype updates to populate the EFLHs. | Deemed Ex Ante Team
HV-CoggedBelt | Asm | Any | DEER2023 | None | Com | Cogged Fan Belt | D23 v0 | HVAC | VentAirDist | HV_AirDist | VentFanMtr | Occupied Hours | 24000 | 1 | 5576 | 5 | 4.3 | 1.43 | Standard | 1/1/2023 |  | FALSE | TRUE | TRUE | 32:07.2 |  | Deemed Ex Ante Team | 32:07.2 | Updated EFLHs using the occupied hours from the DEER2020 commercial-building prototype updates to populate the EFLHs. | Deemed Ex Ante Team
HV-CoggedBelt | RSD | Any | ExAnte2013 | None | Com | Cogged Fan Belt | IOU Workpaper | HVAC | VentAirDist | HV_AirDist | VentFanMtr | Occupied Hours | 24000 | 1 | 5110 | 5 | 4.7 | 1.6 | Standard | 1/1/2013 | 12/31/2022 | FALSE | TRUE | TRUE | 34:40.7 | Updated to indicate claim/filing status | Deemed Ex Ante Team
HV-CoggedBelt | Nrs | Any | ExAnte2013 | None | Com | Cogged Fan Belt | IOU Workpaper | HVAC | VentAirDist | HV_AirDist | VentFanMtr | Occupied Hours | 24000 | 1 | 8760 | 5 | 2.7 | 0.9 | Standard | 1/1/2013 | 12/31/2022 | FALSE | TRUE | TRUE | 34:40.7 | Updated to indicate claim/filing status | Deemed Ex Ante Team
HV-DuctOpt-BW | DMo | Any | ExAnte2022 | None | Res | Sheet-metal Return Duct Retrofit, Crossover Duct Replacement | SW Workpaper | HVAC | VentAirDist | HV_AirDist | DuctLeak | rated years |  |  |  |  | 18 | 6 | Proposed | 9/1/2020 |  | FALSE | TRUE | TRUE | 28:49.8 | Updated to indicate claim/filing status | Deemed Ex Ante Team
HV-DuctSeal | Any | Any | DEER2014 | None | Res | Duct Sealing | D08 v2.05 | HVAC | VentAirDist | HV_AirDist | DuctInsul | rated years |  |  |  |  | 18 | 6 | Standard | 1/1/2013 | 12/31/2016 | FALSE | TRUE | TRUE | 28:49.8 | Updated to indicate claim/filing status | Deemed Ex Ante Team
HV-DuctSeal | Any | Any | DEER2020 | None | Res | Duct Sealing | D20 v1 | HVAC | VentAirDist | HV_AirDist | DuctLeak | rated years |  |  |  |  | 3 |  | Standard | 1/1/2017 |  | FALSE | TRUE | TRUE | 28:49.8 | Updated to indicate claim/filing status | Deemed Ex Ante Team
HV-DuctSeal-BW | Any | Any | DEER2022 | None | Res | Duct sealing for MAT=Building Weatherization | D22 v1 | HVAC | VentAirDist | HV-AirDist | DuctLeak | rated years |  |  |  |  | 18 | 6 | Proposed | 1/1/2021 |  | FALSE | TRUE | TRUE | 28:49.8 | Updated to indicate claim/filing status | Deemed Ex Ante Team
HV-EffFurn | Any | Any | DEER2014 | None | Res | High Efficiency Furnace | D08 v2.05 | HVAC | SpaceHeat | SpaceHtg_eq | GasFurnace | rated years |  |  |  |  | 20 | 6.7 | Standard | 1/1/2013 |  | FALSE | TRUE | TRUE | 28:49.8 | Updated to indicate claim/filing status | Deemed Ex Ante Team
HV-Evap | Any | Any | DEER2014 | None | Res | Evaporative Cooler | D08 v2.05 | HVAC | SpaceCool | EvapCool_eq | ResEvap | rated years |  |  |  |  | 15 | 5 | Standard | 1/1/2013 |  | FALSE | TRUE | TRUE | 28:49.8 | Updated to indicate claim/filing status | Deemed Ex Ante Team
HV-FanControl | Any | Any | DEER2023 | None | Res | Fan controller for HVAC |  | HVAC | InGen | HV_AirDist | VentFanCtrl | rated years | 0 | 0 |  |  | 9.7 | 3.23 |  | 5/3/2023 |  | FALSE | FALSE | FALSE | 48:02.9 |  | Deemed Ex Ante Team | 48:02.9 | "Five Year Retention Study of Efficient Fan Controller (EFC)" by Verified Inc. for GreenFan Inc., 2018-05-05. | Deemed Ex Ante Team
HV-ProgTstat | Any | Any | DEER2014 | None | Res | Programmable Thermostat | D08 v2.05 | HVAC | EnvCtrl | HV_Tech | Tstat | rated years |  |  |  |  | 11 | 3.7 | Standard | 1/1/2013 |  | FALSE | TRUE | TRUE | 28:49.8 | Updated to indicate claim/filing status | Deemed Ex Ante Team
HV-RAC-ES | Any | Any | DEER2014 | None | Res | Room AC - Energy Star | D08 v2.05 | HVAC | SpaceCool | dxAC_equip |  | rated years |  |  |  |  | 9 | 3 | Standard | 1/1/2013 |  | FALSE | TRUE | TRUE | 28:49.8 | Updated to indicate claim/filing status | Deemed Ex Ante Team
HV-RAC-RUL | Any | Any | DEER2014 | None | Res | Room AC - Recycling (RUL) | D08 v2.05 | HVAC | SpaceCool | dxAC_equip |  | rated years | [5 empty] | 3 | Standard | 1/1/2013 |  | FALSE | TRUE | TRUE | 28:49.8 | Updated to indicate claim/filing status | Deemed Ex Ante Team
HV-RefChrg | Any | Any | DEER2014 | None | Res | Refrigerant Charge - Residential | D08 v2.05 | HVAC | HeatCool | dxAC_equip | refrig | rated years |  |  |  |  | 10 | 3.3 | Standard | 1/1/2013 | 12/31/2016 | FALSE | TRUE | TRUE | 28:49.8 | Updated to indicate claim/filing status | Deemed Ex Ante Team
HV-RefChrg | Any | Any | DEER2020 | None | Res | Refrigerant Charge - Residential | D20 v1 | HVAC | HeatCool | dxAC_equip | refrig | rated years |  |  |  |  | 3 |  | Standard | 1/1/2017 |  | FALSE | TRUE | TRUE | 28:49.8 | Updated to indicate claim/filing status | Deemed Ex Ante Team
HV-ResAC | Any | Any | DEER2014 | None | Res | High Efficiency Air Conditioner (package and split systems) | D08 v2.05 | HVAC | SpaceCool | dxAC_equip |  | rated years |  |  |  |  | 15 | 5 | Standard | 1/1/2013 |  | FALSE | TRUE | TRUE | 28:49.8 | Updated to indicate claim/filing status | Deemed Ex Ante Team
HV-ResAC-CleanCoil | Any | Any | DEER2014 | None | Res | Clean Condenser Coils - Residential | D08 v2.05 | Service | Maintenance | HeatReject |  | rated years |  |  |  |  | 3 |  | Standard | 1/1/2013 |  | FALSE | TRUE | TRUE | 28:49.8 | Updated to indicate claim/filing status | Deemed Ex Ante Team
HV-ResEvapAC | Any | Any | DEER2014 | None | Res | High Efficiency Air Conditioner (Evap cooled split systems) | D08 v2.05 | HVAC | SpaceCool | EvapCool_eq | ResEvap | rated years |  |  |  |  | 15 | 5 | Standard | 1/1/2013 |  | FALSE | TRUE | TRUE | 28:49.8 | Updated to indicate claim/filing status | Deemed Ex Ante Team
HV-ResHP | Any | Any | DEER2014 | None | Res | High Efficiency Heat Pump | D08 v2.05 | HVAC | HeatCool | dxHP_equip |  | rated years |  |  |  |  | 15 | 5 | Standard | 1/1/2013 |  | FALSE | TRUE | TRUE | 28:49.8 | Updated to indicate claim/filing status | Deemed Ex Ante Team
HV-ResRCx | Any | Any | DEER2020 | None | Res | Residential HVAC assessment report & maintenance contract | D20 v1 | Service | Diagnostic |  |  | rated years | [6 empty] | Available | 1/1/2017 |  | FALSE | TRUE | TRUE | 28:49.8 | Updated to indicate claim/filing status | Deemed Ex Ante Team
HV-ResRCx | Any | Any | ExAnte2013 | None | Res | Residential HVAC assessment report & maintenance contract | IOU Workpaper | Service | Diagnostic |  |  | rated years |  |  |  |  | 5 | 1.7 | Available | 1/1/2013 | 12/31/2016 | FALSE | TRUE | TRUE | 28:49.8 | Updated to indicate claim/filing status | Deemed Ex Ante Team
HV-SmartTstat | Any | Any | ExAnte2019 | None | Res | Smart communicating thermostat (SCT) | D19 v1 | HVAC | EnvCtrl | HV_Tech | Tstat | rated years |  |  |  |  | 9.1 | 3.03 | Proposed | 7/6/2019 |  | FALSE | TRUE | TRUE | 28:49.8 | Updated to indicate claim/filing status | Deemed Ex Ante Team
HV-WHfan | Any | Any | DEER2014 | None | Res | Whole House Fans | D08 v2.05 | HVAC | VentAirDist | HV_AirDist |  | rated years |  |  |  |  | 20 | 6.7 | Standard | 1/1/2013 |  | FALSE | TRUE | TRUE | 28:49.8 | Updated to indicate claim/filing status | Deemed Ex Ante Team
ILtg-CFL-12000hr-Com | Any | Any | DEER2014 | Com_InGen-CFL | Com | CFL Lamps - Indoor- Commercial - 12,000 Rated Hours | D08 v2.05 | Lighting | InGen | Ltg_Lamp | CFLint_lamp | lamp rated hours | 12000 | 1 |  | 15 |  |  | Available | 1/1/2013 | 12/31/2022 | FALSE | TRUE | TRUE | 36:42.3 | Expired--no longer used | Deemed Ex Ante Team
ILtg-CFL-12000hr-Res | Any | Any | DEER2014 | Res_InGen | Res | CFL Lamps - Indoor- Residential - 12,000 Rated Hours | D08 v2.05 | Lighting | InGen | Ltg_Lamp | CFLint_lamp | lamp rated hours | 12000 | 0.523 |  | 15 |  |  | Available | 1/1/2013 | 12/31/2015 | FALSE | TRUE | TRUE | 37:49.7 | Updated BldgType to Any | Deemed Ex Ante Team
ILtg-CFL-12000hr-ResCmn | Any | Any | DEER2014 | Res_InCmn-Lmp | Res | CFL Lamps - Indoor- Residential Common Area- 12,000 Rated Hours | Lighting Disposition | Lighting | InCommon | Ltg_Lamp | CFLint_lamp | lamp rated hours | 12000 | 1 |  | 20 |  |  | Available | 1/1/2013 | 12/31/2022 | FALSE | TRUE | TRUE | 36:42.3 | Expired--no longer used | Deemed Ex Ante Team
ILtg-CFL-3Dim-12000hr-Res | Any | Any | DEER2014 | Res_InGen-3Dim | Res | CFL Lamps - Indoor- Residential - 12,000 Rated Hours | D08 v2.05 | Lighting | InGen | Ltg_Lamp | CFLint_lamp | lamp rated hours | 12000 | 0.523 |  | 15 |  |  | Available | 1/1/2013 | 12/31/2015 | FALSE | TRUE | TRUE | 37:49.7 | Updated BldgType to Any | Deemed Ex Ante Team
ILtg-CFL-3Dim-6000hr-Res | Any | Any | DEER2014 | Res_InGen-3Dim | Res | CFL Lamps - Indoor- Residential - 6,000 Rated Hours | D08 v2.05 | Lighting | InGen | Ltg_Lamp | CFLint_lamp | lamp rated hours | 6000 | 0.523 |  | 15 |  |  | Available | 1/1/2013 | 12/31/2015 | FALSE | TRUE | TRUE | 37:49.7 | Updated BldgType to Any | Deemed Ex Ante Team
ILtg-CFL-3Dim-8000hr-Res | Any | Any | DEER2014 | Res_InGen-3Dim | Res | CFL Lamps - Indoor- Residential - 8,000 Rated Hours | D08 v2.05 | Lighting | InGen | Ltg_Lamp | CFLint_lamp | lamp rated hours | 8000 | 0.523 |  | 20 |  |  | Available | 1/1/2013 | 12/31/2015 | FALSE | TRUE | TRUE | 37:49.7 | Updated BldgType to Any | Deemed Ex Ante Team
ILtg-CFL-3Dim-Res | Any | Any | DEER2014 | Res_InGen-3Dim | Res | CFL Lamps - Indoor- Residential - 10,000 Rated Hours | D08 v2.05 | Lighting | InGen | Ltg_Lamp | CFLint_lamp | lamp rated hours | 10000 | 0.523 |  | 20 |  |  | Available | 1/1/2013 | 12/31/2015 | FALSE | TRUE | TRUE | 37:49.7 | Updated BldgType to Any | Deemed Ex Ante Team
ILtg-CFL-6000hr-Com | Any | Any | DEER2014 | Com_InGen-CFL | Com | CFL Lamps - Indoor- Commercial - 6,000 Rated Hours | D08 v2.05 | Lighting | InGen | Ltg_Lamp | CFLint_lamp | lamp rated hours | 6000 | 1 |  | 15 |  |  | Available | 1/1/2013 | 12/31/2022 | FALSE | TRUE | TRUE | 36:42.3 | Expired--no longer used | Deemed Ex Ante Team
ILtg-CFL-6000hr-Res | Any | Any | DEER2014 | Res_InGen | Res | CFL Lamps - Indoor- Residential - 6,000 Rated Hours | D08 v2.05 | Lighting | InGen | Ltg_Lamp | CFLint_lamp | lamp rated hours | 6000 | 0.523 |  | 15 |  |  | Available | 1/1/2013 | 12/31/2015 | FALSE | TRUE | TRUE | 37:49.7 | Updated BldgType to Any | Deemed Ex Ante Team
ILtg-CFL-6000hr-ResCmn | Any | Any | DEER2014 | Res_InCmn-Lmp | Res | CFL Lamps - Indoor- Residential Common Area- 6,000 Rated Hours | Lighting Disposition | Lighting | InCommon | Ltg_Lamp | CFLint_lamp | lamp rated hours | 6000 | 1 |  | 20 |  |  | Available | 1/1/2013 | 12/31/2022 | FALSE | TRUE | TRUE | 36:42.3 | Expired--no longer used | Deemed Ex Ante Team
ILtg-CFL-8000hr-Com | Any | Any | DEER2014 | Com_InGen-CFL | Com | CFL Lamps - Indoor- Commercial - 8,000 Rated Hours | D08 v2.05 | Lighting | InGen | Ltg_Lamp | CFLint_lamp | lamp rated hours | 8000 | 1 |  | 15 |  |  | Available | 1/1/2013 | 12/31/2022 | FALSE | TRUE | TRUE | 36:42.3 | Expired--no longer used | Deemed Ex Ante Team
ILtg-CFL-8000hr-Res | Any | Any | DEER2014 | Res_InGen | Res | CFL Lamps - Indoor- Residential - 8,000 Rated Hours | D08 v2.05 | Lighting | InGen | Ltg_Lamp | CFLint_lamp | lamp rated hours | 8000 | 0.523 |  | 20 |  |  | Available | 1/1/2013 | 12/31/2015 | FALSE | TRUE | TRUE | 37:49.7 | Updated BldgType to Any | Deemed Ex Ante Team
ILtg-CFL-8000hr-ResCmn | Any | Any | DEER2014 | Res_InCmn-Lmp | Res | CFL Lamps - Indoor- Residential Common Area- 8,000 Rated Hours | Lighting Disposition | Lighting | InCommon | Ltg_Lamp | CFLint_lamp | lamp rated hours | 8000 | 1 |  | 20 |  |  | Available | 1/1/2013 | 12/31/2022 | FALSE | TRUE | TRUE | 36:42.3 | Expired--no longer used | Deemed Ex Ante Team
ILtg-CFL-Com | Any | Any | DEER2014 | Com_InGen-CFL | Com | CFL Lamps - Indoor- Commercial - 10,000 Rated Hours | D08 v2.05 | Lighting | InGen | Ltg_Lamp | CFLint_lamp | lamp rated hours | 10000 | 1 |  | 15 |  |  | Available | 1/1/2013 |  | FALSE | TRUE | TRUE | 25:47.6 | Although expired via Resolution E-5152 DEER2023 Update, it was later found to be needed; the approved expiration was cancelled. | Deemed Ex Ante Team
ILtg-CFLfix-Com | Any | Any | DEER2014 | None | Com | CFL Fixtures - Indoor- Commercial | D08 v2.05 | Lighting | InGen | Ltg_Fixture | CFL_fixt | rated years |  |  |  |  | 12 | 4 | Standard | 1/1/2013 |  | FALSE | TRUE | TRUE | 25:47.6 | Although expired via Resolution E-5152 DEER2023 Update, it was later found to be needed; the approved expiration was cancelled. | Deemed Ex Ante Team
ILtg-CFLfix-Res | Any | Any | DEER2014 | None | Res | CFL Fixtures - Indoor - Residential | D08 v2.05 | Lighting | InGen | Ltg_Fixture | CFL_fixt | rated years |  |  |  | 16 | 16 | 5.33 | Standard | 1/1/2013 |  | FALSE | TRUE | TRUE | 25:47.6 | Although expired via Resolution E-5152 DEER2023 Update, it was later found to be needed; the approved expiration was cancelled. | Deemed Ex Ante Team
ILtg-CFLfix-ResCmnArea | Any | Any | DEER2014 | None | Res | CFL Fixtures - Indoor - Residential Common Area | Lighting Disposition | Lighting | InCommon | Ltg_Fixture | CFL_fixt | rated years |  |  |  | 15 | 15 | 5 | Standard | 1/1/2013 |  | FALSE | TRUE | TRUE | 25:47.6 | Although expired via Resolution E-5152 DEER2023 Update, it was later found to be needed; the approved expiration was cancelled. | Deemed Ex Ante Team
ILtg-CFL-Res | Any | Any | DEER2014 | Res_InGen | Res | CFL Lamps - Indoor- Residential - 10,000 Rated Hours | D08 v2.05 | Lighting | InGen | Ltg_Lamp | CFLint_lamp | lamp rated hours | 10000 | 0.523 |  | 20 |  |  | Available | 1/1/2013 | 12/31/2015 | FALSE | TRUE | TRUE | 37:49.7 | Updated BldgType to Any | Deemed Ex Ante Team
ILtg-CFL-Res | Any | Any | DEER2016 | None | Res | CFL Lamps - Indoor- Residential | D15-UncMsr | Lighting | InGen | Ltg_Lamp | CFLint_lamp | expected replacement cycle |  |  |  |  | 3.5 | 1.2 | Available | 1/1/2016 |  | FALSE | TRUE | TRUE | 37:49.7 | Updated BldgType to Any | Deemed Ex Ante Team
ILtg-CFL-ResCmn | Any | Any | DEER2014 | Res_InCmn-Lmp | Res | CFL Lamps - Indoor- Residential Common Area- 10,000 Rated Hours | Lighting Disposition | Lighting | InCommon | Ltg_Lamp | CFLint_lamp | lamp rated hours | 10000 | 1 |  | 20 |  |  | Available | 1/1/2013 |  | FALSE | TRUE | TRUE | 25:47.6 | Although expired via Resolution E-5152 DEER2023 Update, it was later found to be needed; the approved expiration was cancelled. | Deemed Ex Ante Team
Iltg-Com-CldCthd-25000hr | Any | Any | DEER2014 | Com_InGen-CFL | Com | Iltg-Com-CldCthd-25000hr | PA workpaper | Lighting | InGen | Ltg_Lamp | CFLint_lamp | lamp rated hours | 25000 | 1 |  | 15 |  |  | Available | 1/1/2013 |  | FALSE | TRUE | TRUE | 25:47.6 | Although expired via Resolution E-5152 DEER2023 Update, it was later found to be needed; the approved expiration was cancelled. | Deemed Ex Ante Team
ILtg-Com-LED-15000hr | Any | Any | DEER2014 | Com_InGen-CFL | Com | LED Lamp - Indoor- Commercial - Small wattage Globe, Any Candle shape | Lighting Disposition | Lighting | InGen | Ltg_Lamp | LED_lamp | lamp rated hours | 15000 | 1 |  | 12 |  |  | Available | 1/1/2013 |  | FALSE | TRUE | TRUE | 37:49.7 | Updated BldgType to Any | Deemed Ex Ante Team
ILtg-Com-LED-20000hr | Any | Any | DEER2014 | Com_InGen-CFL | Com | LED Lamp - Indoor- Commercial | Lighting Disposition | Lighting | InGen | Ltg_Lamp | LED_lamp | lamp rated hours | 20000 | 1 |  | 12 |  |  | Available | 1/1/2013 |  | FALSE | TRUE | TRUE | 37:49.7 | Updated BldgType to Any | Deemed Ex Ante Team
ILtg-Com-LED-50000hr | Any | Any | DEER2014 | Com_InGen-CFL | Com | LED Fixture - Indoor- Commercial | Lighting Disposition | Lighting | InGen | Ltg_Lamp | LED_lamp | LED fixture rated hours | 50000 | 1 |  | 12 |  |  | Available | 1/1/2013 |  | FALSE | TRUE | TRUE | 37:49.7 | Updated BldgType to Any | Deemed Ex Ante Team
ILtg-Com-LED-50000hr+16yr | Any | Any | DEER2016 | None | Com | LED Fixture - Indoor - Commercial | PA workpaper | Lighting | InGen | Ltg_Fixture | LED_fixt | LED Fixture life | 50000 | 1 | 4000 | 16 | 16 | 5.3 | Standard | 1/1/2013 |  | FALSE | TRUE | TRUE | 28:49.8 | Updated to indicate claim/filing status | Deemed Ex Ante Team
ILtg-Com-LED-Alamp-10000hr | Any | Any | DEER2020 | Com_InGen-CFL | Com | LED A-Lamp - Indoor- Commercial | D20 v1 | Lighting | InGen | Ltg_Lamp | LED_lamp | lamp rated hours | 10000 | 1 |  | 12 |  |  | Available | 1/1/2019 |  | FALSE | TRUE | TRUE | 37:49.7 | Updated BldgType to Any | Deemed Ex Ante Team
ILtg-Exit | Any | Any | DEER2014 | None | Com | Exit Lighting | D08 v2.05 | Lighting | InExit | Ltg_Fixture | Exit_fixt | rated years |  |  |  |  | 16 | 5.3 | Standard | 1/1/2013 |  | FALSE | TRUE | TRUE | 28:49.8 | Updated to indicate claim/filing status | Deemed Ex Ante Team
ILtg-HID | Any | Any | DEER2014 | Com_InGen-HB | Com | HID Lighting - Any HID Fixture | D08 v2.05 | Lighting | InGen | Ltg_Fixture | HID_fixt | electronic ballast rated hours | 70000 | 1 |  | 15 |  |  | Available | 1/1/2013 |  | FALSE | TRUE | TRUE | 25:47.6 | Although expired via Resolution E-5152 DEER2023 Update, it was later found to be needed; the approved expiration was cancelled. | Deemed Ex Ante Team
ILtg-HID-Cmn | Any | Any | DEER2014 | Res_InCmn-Fixt | Res | HID Lighting - Any Fixture - Residential Common Area | Lighting Disposition | Lighting | InCommon | Ltg_Fixture | HID_fixt | electronic ballast rated hours | 70000 | 1 |  | 15 |  |  | Available | 1/1/2013 |  | FALSE | TRUE | TRUE | 25:47.6 | Although expired via Resolution E-5152 DEER2023 Update, it was later found to be needed; the approved expiration was cancelled. | Deemed Ex Ante Team
ILtg-HPS | Any | Any | DEER2014 | Com_InGen-HB | Com | HID Lighting - High Pressure Sodium | D08 v2.05 | Lighting | InGen | Ltg_Fixture | HID_fixt | electronic ballast rated hours | 70000 | 1 |  | 15 |  |  | Available | 1/1/2013 |  | FALSE | TRUE | TRUE | 25:47.6 | Although expired via Resolution E-5152 DEER2023 Update, it was later found to be needed; the approved expiration was cancelled. | Deemed Ex Ante Team
ILtg-Incand-Com | Any | Any | DEER2014 | Com_InGen-CFL | Com | CFL Lamps - Indoor- Commercial - 10,000 Rated Hours | D14 v1.0.0 | Lighting | InGen | Ltg_Lamp | Incan_lamp | lamp rated hours | 10000 | 1 |  | 15 |  |  | Available | 1/1/2013 |  | FALSE | TRUE | TRUE | 25:47.6 | Although expired via Resolution E-5152 DEER2023 Update, it was later found to be needed; the approved expiration was cancelled. | Deemed Ex Ante Team
ILtg-Incand-Res | Any | Any | DEER2014 | Res_InGen | Res | Incandescent Lamps - 2,000 Hour | D14 v1.0.0 | Lighting | InGen | Ltg_Lamp | Incan_lamp | lamp rated hours | 2000 | 1 |  | 15 |  |  | Available | 1/1/2013 |  | FALSE | TRUE | TRUE | 25:47.6 | Although expired via Resolution E-5152 DEER2023 Update, it was later found to be needed; the approved expiration was cancelled. | Deemed Ex Ante Team
ILtg-Induct-Elec | Any | Any | DEER2014 | Com_InGen-HB | Com | HID Lighting - Induction | Lighting Disposition | Lighting | InGen | Ltg_Fixture | Ind_LmpBlst | electronic ballast rated hours | 70000 | 1 |  | 15 |  |  | Available | 1/1/2013 |  | FALSE | TRUE | TRUE | 25:47.6 | Although expired via Resolution E-5152 DEER2023 Update, it was later found to be needed; the approved expiration was cancelled. | Deemed Ex Ante Team
ILtg-LED | Any | Any | DEER2014 | None | Res | 0.3 W LED Night Light | D08 v2.05 | Lighting | InTask | Ltg_Plugin | PlugIn_fixt | rated years |  |  |  |  | 16 | 5.3 | Standard | 1/1/2013 |  | FALSE | TRUE | TRUE | 28:49.8 | Updated to indicate claim/filing status | Deemed Ex Ante Team
ILtg-LED-seas | Any | Any | DEER2014 | None | Res | LED Seasonal Light | D08 v2.05 | Lighting | Seasonal | Ltg_Plugin | LtString | rated years |  |  |  |  | 16 | 5.3 | Standard | 1/1/2013 | 12/31/2022 | FALSE | TRUE | TRUE | 36:42.3 | Expired--no longer used | Deemed Ex Ante Team
ILtg-Lfluor-CommArea | MFm | Any | DEER2014 | Res_InCmn-Fixt | Res | Linear Fluorescents - Indoor Residential Common Area | Lighting Disposition | Lighting | InCommon | Ltg_Fixture | LinFluor_fixt | electronic ballast rated hours | 70000 | 1 |  | 15 |  |  | Available | 1/1/2013 |  | FALSE | TRUE | TRUE | 13:31.6 | To be expired per Resolution E-5152 DEER2023, but later found to be needed. | Deemed Ex Ante Team
ILtg-Lfluor-CommArea | MFm | Any | DEER2014 | None | Res | Linear Fluorescents - MF Common Area | D08 v2.05 | Lighting | InGen | Ltg_Fixture | LinFluor_fixt | electronic ballast rated hours | 70000 | 1 |  | 15 | 15 | 5 | Standard | 1/1/2013 | 9/21/2022 | FALSE | TRUE | TRUE | 13:31.6 | Expired per Resolution E-5152 DEER2023 (but early for eTRM synchronization) | Deemed Ex Ante Team
ILtg-Lfluor-Elec | Any | Any | DEER2014 | Com_InGen-LF | Com | Linear Fluorescent with Electronic Ballast | D08 v2.05 | Lighting | InGen | Ltg_Fixture | LinFluor_fixt | electronic ballast rated hours | 70000 | 1 |  | 15 |  |  | Available | 1/1/2013 |  | FALSE | TRUE | TRUE | 37:49.7 | Updated BldgType to Any | Deemed Ex Ante Team
ILtg-Lfluor-fix | Any | Any | DEER2014 | None | Com | Linear Fluorescent - Fixtures | D08 v2.05 | Lighting | InGen | Ltg_Fixture | LinFluor_fixt | rated years |  |  |  |  | 16 | 5.3 | Standard | 1/1/2013 | 12/31/2022 | FALSE | TRUE | TRUE | 36:42.3 | Expired--no longer used | Deemed Ex Ante Team
ILtg-Lfluor-Mag | Any | Any | DEER2014 | Com_InGen-LF | Com | Linear Fluorescent with Magnetic Ballast | D08 v2.05 | Lighting | InGen | Ltg_Fixture | LinFluor_fixt | magnetic ballast rated hours | 45000 | 1 |  | 15 |  |  | Available | 1/1/2013 |  | FALSE | TRUE | TRUE | 25:47.6 | Although expired via Resolution E-5152 DEER2023 Update, it was later found to be needed; the approved expiration was cancelled. | Deemed Ex Ante Team
ILtg-Lfluor-T12Mag | Any | Any | DEER2014 | Com_InGen-LF | Com | Linear Fluorescent with T12 Lamp + Magnetic Ballast | D11 v4.00 | Lighting | InGen | Ltg_Fixture | LinFluor_fixt | T12 lamp rated hours | 20000 | 1 |  | 15 |  |  | Available | 1/1/2013 |  | FALSE | TRUE | TRUE | 25:47.6 | Although expired via Resolution E-5152 DEER2023 Update, it was later found to be needed; the approved expiration was cancelled. | Deemed Ex Ante Team
ILtg-MH | Any | Any | DEER2014 | Com_InGen-HB | Com | HID Lighting - Metal Halide | D08 v2.05 | Lighting | InGen | Ltg_Fixture | HID_fixt | electronic ballast rated hours | 70000 | 1 |  | 15 |  |  | Available | 1/1/2013 |  | FALSE | TRUE | TRUE | 25:47.6 | Although expired via Resolution E-5152 DEER2023 Update, it was later found to be needed; the approved expiration was cancelled. | Deemed Ex Ante Team
ILtg-OccSens | Any | Any | DEER2014 | None | Com | Occupancy Sensors | D08 v2.05 | Lighting | Controls | Ltg_Fixture | OccSensor | rated years |  |  |  |  | 8 | 2.7 | Standard | 1/1/2013 |  | FALSE | TRUE | TRUE | 28:49.8 | Updated to indicate claim/filing status | Deemed Ex Ante Team
ILtg-Res-LED-15000hr | Any | Any | DEER2014 | Res_InGen-LED | Res | LED lamp - Indoor - Residential - small wattage Globe, Any Candle shape | Lighting Disposition | Lighting | InGen | Ltg_Lamp | LED_lamp | LED lamp rated hours | 15000 | 1 |  | 16 |  |  | Available | 1/1/2013 |  | FALSE | TRUE | TRUE | 37:49.7 | Updated BldgType to Any | Deemed Ex Ante Team
ILtg-Res-LED-15000hr-Cmn | Any | Any | DEER2014 | Res_InCmn-Lmp | Res | LED lamp - Indoor - Residential Common Area - small wattage Globe, Any Candle shape | Lighting Disposition | Lighting | InCommon | Ltg_Lamp | LED_lamp | LED lamp rated hours | 15000 | 1 |  | 16 |  |  | Available | 1/1/2013 |  | FALSE | TRUE | TRUE | 37:49.7 | Updated BldgType to Any | Deemed Ex Ante Team
ILtg-Res-LED-20000hr | Any | Any | DEER2014 | Res_InGen-LED | Res | LED lamp - Indoor - Residential | Lighting Disposition | Lighting | InGen | Ltg_Lamp | LED_lamp | LED lamp rated hours | 20000 | 1 |  | 16 |  |  | Available | 1/1/2013 |  | FALSE | TRUE | TRUE | 37:49.7 | Updated BldgType to Any | Deemed Ex Ante Team
ILtg-Res-LED-20000hr-Cmn | Any | Any | DEER2014 | Res_InCmn-Lmp | Res | LED lamp - Indoor - Residential Common Area | Lighting Disposition | Lighting | InCommon | Ltg_Lamp | LED_lamp | LED lamp rated hours | 20000 | 1 |  | 16 |  |  | Available | 1/1/2013 |  | FALSE | TRUE | TRUE | 37:49.7 | Updated BldgType to Any | Deemed Ex Ante Team
ILtg-Res-LED-50000hr | Any | Any | DEER2014 | Res_InGen-LED | Res | LED Fixture - Indoor - Residential | Lighting Disposition | Lighting | InGen | Ltg_Fixture | LED_fixt | LED fixture rated hours | 50000 | 1 |  | 16 |  |  | Available | 1/1/2013 |  | FALSE | TRUE | TRUE | 37:49.7 | Updated BldgType to Any | Deemed Ex Ante Team
ILtg-Res-LED-50000hr+12yr | Any | Any | ExAnte2017 | None | Res | LED Fixture - Indoor - Residential | Disposition | Lighting | InGen | Ltg_Fixture | LED_fixt | LED Fixture life | 50000 | 1 |  |  | 12 | 4 | Standard | 5/1/2016 |  | FALSE | TRUE | TRUE | 28:49.8 | Updated to indicate claim/filing status | Deemed Ex Ante Team
ILtg-Res-LED-50000hr+16yr | Any | Any | DEER2016 | None | Res | LED Fixture - Indoor - Residential | PA workpaper | Lighting | InCommon | Ltg_Fixture | LED_fixt | LED Fixture life | 50000 | 1 | 4000 | 16 | 16 | 5.3 | Standard | 1/1/2013 |  | FALSE | TRUE | TRUE | 28:49.8 | Updated to indicate claim/filing status | Deemed Ex Ante Team
ILtg-Res-LED-50000hr-Cmn | Any | Any | DEER2014 | Res_InCmn-Lmp | Res | LED Fixture - Indoor - Residential Common Area | Lighting Disposition | Lighting | InCommon | Ltg_Fixture | LED_fixt | LED fixture rated hours | 50000 | 1 |  | 16 |  |  | Available | 1/1/2013 |  | FALSE | TRUE | TRUE | 37:49.7 | Updated BldgType to Any | Deemed Ex Ante Team
ILtg-Res-LED-Alamp-10000hr | Any | Any | DEER2020 | Res_InGen-LED | Res | LED A-lamp - Indoor - Residential | D20 v1 | Lighting | InGen | Ltg_Lamp | LED_lamp | LED lamp rated hours | 10000 | 1 |  | 16 |  |  | Available | 1/1/2019 |  | FALSE | TRUE | TRUE | 37:49.7 | Updated BldgType to Any | Deemed Ex Ante Team
ILtg-Res-LED-Alamp-10000hr-Cmn | Any | Any | DEER2020 | Res_InCmn-Lmp | Res | LED A-lamp - Indoor - Residential Common Area | D20 v1 | Lighting | InCommon | Ltg_Lamp | LED_lamp | LED lamp rated hours | 10000 | 1 |  | 16 |  |  | Available | 1/1/2019 |  | FALSE | TRUE | TRUE | 37:49.7 | Updated BldgType to Any | Deemed Ex Ante Team
ILtg-T5 | Any | Any | DEER2014 | Com_InGen-HB | Com | HID Lighting (T-5) | D08 v2.05 | Lighting | InGen | Ltg_Fixture | LinFluor_fixt | electronic ballast rated hours | 70000 | 1 |  | 15 |  |  | Available | 1/1/2013 |  | FALSE | TRUE | TRUE | 25:47.6 | Although expired via Resolution E-5152 DEER2023 Update, it was later found to be needed; the approved expiration was cancelled. | Deemed Ex Ante Team
ILtg-TmClck | Any | Any | DEER2014 | None | Com | Timeclocks | D08 v2.05 | Lighting | Controls | Ltg_Fixture | Timer | rated years |  |  |  |  | 8 | 2.7 | Standard | 1/1/2013 |  | FALSE | TRUE | TRUE | 28:49.8 | Updated to indicate claim/filing status | Deemed Ex Ante Team
LED-Cooler | Gro | Any | ExAnte2013 | None | Com | LED Lighting in Walk-in Coolers and Freezers | IOU Workpaper | Lighting | Refrig | Ltg_Fixture | LED_fixt | Lamp rated hours | 50000 | 1 | 4380 |  | 11 | 3.7 | Available | 1/1/2013 |  | FALSE | TRUE | TRUE | 28:49.8 | Updated to indicate claim/filing status | Deemed Ex Ante Team
LED-sign | Any | Any | ExAnte2013 | None | Com | LED Open Signs | IOU Workpaper | Lighting | OutSign | Ltg_Fixture | LED_fixt | rated years |  |  |  |  | 16 | 5.3 | Available | 1/1/2013 |  | FALSE | TRUE | TRUE | 28:49.8 | Updated to indicate claim/filing status | Deemed Ex Ante Team
LtgFixture-Default | Any | Any | DEER2016 | None | CC | Default EUL/RUL for lighting fixtures | D16 | Lighting | Any | Ltg_Fixture | Any | rated years |  |  |  | 15 | 15 | 5 | Available | 1/1/2013 | 12/31/2022 | FALSE | TRUE | TRUE | 36:42.3 | Expired--no longer used | Deemed Ex Ante Team
Motors-fan | Any | Any | DEER2014 | None | Com | HVAC Fan Motors | D08 v2.05 | HVAC | VentAirDist | HV_AirDist |  | rated years |  |  |  |  | 15 | 5 | Standard | 1/1/2013 |  | FALSE | TRUE | TRUE | 28:49.8 | Updated to indicate claim/filing status | Deemed Ex Ante Team
Motors-HiEff | Any | Any | DEER2014 | None | Com | Premium-Efficiency Motors | D08 v2.05 |  |  | Motor |  | rated years |  |  |  |  | 15 | 5 | Standard | 1/1/2013 |  | FALSE | TRUE | TRUE | 28:49.8 | Updated to indicate claim/filing status | Deemed Ex Ante Team
Motors-pump | Any | Any | DEER2014 | None | Com | Water Loop Pumps | D08 v2.05 |  |  | LiquidCirc | PumpMtr | rated years |  |  |  |  | 15 | 5 | Standard | 1/1/2013 |  | FALSE | TRUE | TRUE | 28:49.8 | Updated to indicate claim/filing status | Deemed Ex Ante Team
NonRes-Behavioral | Any | Any | DEER2017 | None | NonRes | behavioral programs in non residential settings | D.16-08-019, section 3.11 |  |  |  |  | rated years |  |  |  | 2 | 2 |  | Standard | 1/1/2017 |  | FALSE | TRUE | TRUE | 28:49.8 | Updated to indicate claim/filing status | Deemed Ex Ante Team
NonRes-RCx-Operational | Any | Any | DEER2017 | None | NonRes | retrocommissioning and operational programs in non residential settings | D.16-08-019, section 3.11 |  |  |  |  | rated years |  |  |  | 3 | 3 |  | Standard | 1/1/2017 |  | FALSE | TRUE | TRUE | 28:49.8 | Updated to indicate claim/filing status | Deemed Ex Ante Team
NonRes-WhlBldg-SEM | Any | Any | ExAnte2020 | None | NonRes | Strategic Energy Management (SEM) | ExAnte Workpaper | WhlBldg | WBUpgrade | WhlBldg | WBBldgImpSites | rated years |  |  |  |  | 5 | 1.67 | Standard | 1/1/2020 |  | FALSE | TRUE | TRUE | 37:49.7 | Revised Sector from Ag, Ind, Com to NonRes | Deemed Ex Ante Team | 39:33.5 | Per CPUC Decision D.17.-09-025 , Order page 46; Navagant Table 3-26. Behavioral Intervention Summary Table, page 73. | Deemed Ex Ante Team
NonSav | Any | Any | ExAnte2016 | None | Any | EUL that can be specified for Non-savings measure claims so that they pass CEDARS | CEDARS | [9 empty] | 0 | 0 | Standard | 1/1/2013 |  | FALSE | TRUE | TRUE | 28:49.8 | Updated to indicate claim/filing status | Deemed Ex Ante Team
OLtg-All-TmClk | Any | Any | DEER2014 | None | Com | Timeclock with or without photocell | D08 v2.05 | Lighting | Controls | Ltg_Controls | Timer | rated years |  |  |  |  | 8 | 2.7 | Standard | 1/1/2013 |  | FALSE | TRUE | TRUE | 28:49.8 | Updated to indicate claim/filing status | Deemed Ex Ante Team
OLtg-All-TmClkPhoto | Any | Any | DEER2014 | None | Com | Timeclock with or without photocell | D08 v2.05 | Lighting | Controls | Ltg_Controls |  | rated years |  |  |  |  | 8 | 2.7 | Standard | 1/1/2013 |  | FALSE | TRUE | TRUE | 28:49.8 | Updated to indicate claim/filing status | Deemed Ex Ante Team
OLtg-CFL | Any | Any | DEER2014 | Res_OutGen-Lmp | Res | CFL Lamps - Outdoor- Residential - 10,000 Rated Hours | D08 v2.05 | Lighting | OutGen | Ltg_ScrewIn | CFL_lamp | lamp rated hours | 10000 | 1 |  | 20 |  |  | Available | 1/1/2013 | 9/21/2022 | FALSE | TRUE | TRUE | 25:47.6 | Expired via Resolution E-5152 DEER2023 Update (but early for eTRM synchronization). | Deemed Ex Ante Team
OLtg-CFL | DMo | Any | DEER2016 | None | Res | CFL Lamps - Outdoor- Residential - 10,000 Rated Hours | D15-UncMsr | Lighting | OutGen | Ltg_ScrewIn | CFL_lamp | expected replacement cycle |  | 1 |  | 20 | 3.5 | 1.2 | Available | 1/1/2016 |  | FALSE | TRUE | TRUE | 25:47.6 | Although expired via Resolution E-5152 DEER2023 Update, it was later found to be needed; the approved expiration was cancelled. | Deemed Ex Ante Team
OLtg-CFL | MFm | Any | DEER2016 | None | Res | CFL Lamps - Outdoor- Residential - 10,000 Rated Hours | D15-UncMsr | Lighting | OutGen | Ltg_ScrewIn | CFL_lamp | expected replacement cycle |  | 1 |  | 20 | 3.5 | 1.2 | Available | 1/1/2016 |  | FALSE | TRUE | TRUE | 25:47.6 | Although expired via Resolution E-5152 DEER2023 Update, it was later found to be needed; the approved expiration was cancelled. | Deemed Ex Ante Team
OLtg-CFL | SFm | Any | DEER2016 | None | Res | CFL Lamps - Outdoor- Residential - 10,000 Rated Hours | D15-UncMsr | Lighting | OutGen | Ltg_ScrewIn | CFL_lamp | expected replacement cycle |  | 1 |  | 20 | 3.5 | 1.2 | Available | 1/1/2016 |  | FALSE | TRUE | TRUE | 25:47.6 | Although expired via Resolution E-5152 DEER2023 Update, it was later found to be needed; the approved expiration was cancelled. | Deemed Ex Ante Team
OLtg-CFL | Any | Any | DEER2014 | Com_OutGen | Com | Outdoor CFL Lamps - 10,000 Hour | D08 v2.05 | Lighting | OutGen | Ltg_Lamp | CFLint_lamp | lamp rated hours | 10000 | 1 |  | 15 |  |  | Available | 1/1/2013 |  | FALSE | TRUE | TRUE | 25:47.6 | Although expired via Resolution E-5152 DEER2023 Update, it was later found to be needed; the approved expiration was cancelled. | Deemed Ex Ante Team
OLtg-CFL-12000hr-Res | Any | Any | DEER2011 | Res_OutGen-Lmp | Res | CFL Lamps - Outdoor- Residential - 12,000 Rated Hours | D08 v2.05 | Lighting | OutGen | Ltg_ScrewIn | CFL_lamp | lamp rated hours | 12000 | 1 |  | 20 |  |  | Available | 1/1/2013 | 12/31/2022 | FALSE | TRUE | TRUE | 36:42.3 | Expired--no longer used | Deemed Ex Ante Team
OLtg-CFL-12000hr-Res-Cmn | Any | Any | DEER2014 | Res_OutCmn-Lmp | Res | CFL Lamps - Outdoor- Residential Common Area - 12,000 Rated Hours | Lighting Disposition | Lighting | OutCommon | Ltg_Lamp | CFLint_lamp | lamp rated hours | 12000 | 1 |  | 20 |  |  | Available | 1/1/2013 | 12/31/2022 | FALSE | TRUE | TRUE | 36:42.3 | Expired--no longer used | Deemed Ex Ante Team
OLtg-CFL-6000hr-Res | Any | Any | DEER2011 | Res_OutGen-Lmp | Res | CFL Lamps - Outdoor- Residential - 6,000 Rated Hours | D08 v2.05 | Lighting | OutGen | Ltg_ScrewIn | CFL_lamp | lamp rated hours | 6000 | 1 |  | 20 |  |  | Available | 1/1/2013 | 12/31/2022 | FALSE | TRUE | TRUE | 36:42.3 | Expired--no longer used | Deemed Ex Ante Team
OLtg-CFL-6000hr-Res-Cmn | Any | Any | DEER2014 | Res_OutCmn-Lmp | Res | CFL Lamps - Outdoor- Residential Common Area - 6,000 Rated Hours | Lighting Disposition | Lighting | OutCommon | Ltg_Lamp | CFLint_lamp | lamp rated hours | 6000 | 1 |  | 20 |  |  | Available | 1/1/2013 | 12/31/2022 | FALSE | TRUE | TRUE | 36:42.3 | Expired--no longer used | Deemed Ex Ante Team
OLtg-CFL-8000hr-Res | Any | Any | DEER2011 | Res_OutGen-Lmp | Res | CFL Lamps - Outdoor- Residential - 8,000 Rated Hours | D08 v2.05 | Lighting | OutGen | Ltg_ScrewIn | CFL_lamp | lamp rated hours | 8000 | 1 |  | 20 |  |  | Available | 1/1/2013 | 12/31/2022 | FALSE | TRUE | TRUE | 36:42.3 | Expired--no longer used | Deemed Ex Ante Team
OLtg-CFL-8000hr-Res-Cmn | Any | Any | DEER2014 | Res_OutCmn-Lmp | Res | CFL Lamps - Outdoor- Residential Common Area - 8,000 Rated Hours | Lighting Disposition | Lighting | OutCommon | Ltg_Lamp | CFLint_lamp | lamp rated hours | 8000 | 1 |  | 20 |  |  | Available | 1/1/2013 | 12/31/2022 | FALSE | TRUE | TRUE | 36:42.3 | Expired--no longer used | Deemed Ex Ante Team
OLtg-CFL-Cmn | Any | Any | DEER2014 | Res_OutCmn-Lmp | Res | CFL Lamps - Outdoor- Residential Common Area - 10,000 Rated Hours | Lighting Disposition | Lighting | OutCommon | Ltg_Lamp | CFLint_lamp | lamp rated hours | 10000 | 1 |  | 20 |  |  | Available | 1/1/2013 |  | FALSE | TRUE | TRUE | 25:47.6 | Although expired via Resolution E-5152 DEER2023 Update, it was later found to be needed; the approved expiration was cancelled. | Deemed Ex Ante Team
OLtg-CFL-Dusk-to-Dawn | Any | Any | DEER2014 | None | CC | CFL Lamps - Outdoor Dusk to Dawn Operation | Lighting Disposition | Lighting | OutDuskDawn | Ltg_Lamp | CFLint_lamp | lamp rated hours | 10000 | 1 | 4380 | 20 | 2.28 | 0.76 | Standard | 1/1/2013 | 12/31/2022 | FALSE | TRUE | TRUE | 36:42.3 | Expired--no longer used | Deemed Ex Ante Team
OLtg-CFLfix | Any | Any | DEER2014 | None | Res | CFL Fixtures - Outdoor - Residential | D08 v2.05 | Lighting | OutGen | Ltg_Fixture | CFL_fixt | rated years |  |  |  | 15 | 16 | 5.3 | Standard | 1/1/2013 |  | FALSE | TRUE | TRUE | 25:47.6 | Although expired via Resolution E-5152 DEER2023 Update, it was later found to be needed; the approved expiration was cancelled. | Deemed Ex Ante Team
OLtg-CFLfix-Dusk-to-Dawn | Any | Any | DEER2014 | None | CC | CFL Fixtures - Outdoor - Dusk to Dawn Operation | Lighting Disposition | Lighting | OutDuskDawn | Ltg_Fixture | CFL_fixt | rated years |  |  |  | 15 | 15 | 5 | Standard | 1/1/2013 | 12/31/2022 | FALSE | TRUE | TRUE | 36:42.3 | Expired--no longer used | Deemed Ex Ante Team
OLtg-CFLfix-ResCmnArea | Any | Any | DEER2014 | None | Res | CFL Fixtures - Outdoor - Residential Common Area | Lighting Disposition | Lighting | OutCommon | Ltg_Fixture | CFL_fixt | rated years |  |  |  | 15 | 15 | 5 | Standard | 1/1/2013 |  | FALSE | TRUE | TRUE | 25:47.6 | Although expired via Resolution E-5152 DEER2023 Update, it was later found to be needed; the approved expiration was cancelled. | Deemed Ex Ante Team
OLtg-Com-LED-15000hr | Any | Any | DEER2014 | Com_OutGen | Com | LED lamp - Outdoor- Commercial - Small wattage Globe, Any Candle shape | Lighting Disposition | Lighting | OutGen | Ltg_Lamp | LED_lamp | LED lamp rated hours | 15000 | 1 |  | 12 |  |  | Available | 1/1/2013 |  | FALSE | TRUE | TRUE | 37:49.7 | Updated BldgType to Any | Deemed Ex Ante Team
OLtg-Com-LED-20000hr | Any | Any | DEER2014 | Com_OutGen | Com | LED lamp - Outdoor- Commercial | Lighting Disposition | Lighting | OutGen | Ltg_Lamp | LED_lamp | LED lamp rated hours | 20000 | 1 |  | 12 |  |  | Available | 1/1/2013 |  | FALSE | TRUE | TRUE | 37:49.7 | Updated BldgType to Any | Deemed Ex Ante Team
OLtg-Com-LED-50000hr | Any | Any | DEER2014 | Com_OutGen | Com | LED Fixture - Outdoor- Commercial | Lighting Disposition | Lighting | OutGen | Ltg_Fixture | LED_fixt | LED fixture rated hours | 50000 | 1 |  | 12 |  |  | Available | 1/1/2013 |  | FALSE | TRUE | TRUE | 37:49.7 | Updated BldgType to Any | Deemed Ex Ante Team
OLtg-Com-LED-Alamp-10000hr | Any | Any | DEER2020 | Com_OutGen | Com | LED A-lamp - Outdoor- Commercial | D20 v1 | Lighting | OutGen | Ltg_Lamp | LED_lamp | LED lamp rated hours | 10000 | 1 |  | 12 |  |  | Available | 1/1/2019 |  | FALSE | TRUE | TRUE | 37:49.7 | Updated BldgType to Any | Deemed Ex Ante Team
OLtg-HID | Any | Any | DEER2014 | Res_OutGen-Fixt | Res | Outdoor HID Lighting | D08 v2.05 | Lighting | OutGen | Ltg_Fixture | HID_fixt | electronic ballast rated hours | 70000 | 1 |  | 15 |  |  | Available | 1/1/2013 |  | FALSE | TRUE | TRUE | 25:47.6 | Although expired via Resolution E-5152 DEER2023 Update, it was later found to be needed; the approved expiration was cancelled. | Deemed Ex Ante Team
OLtg-HID-Cmn | Any | Any | DEER2014 | Res_OutCmn-Fixt | Res | Outdoor HID Lighting - Any Fixture - Residential Common Area | Lighting Disposition | Lighting | OutCommon | Ltg_Fixture | HID_fixt | electronic ballast rated hours | 70000 | 1 |  | 15 |  |  | Available | 1/1/2013 |  | FALSE | TRUE | TRUE | 25:47.6 | Although expired via Resolution E-5152 DEER2023 Update, it was later found to be needed; the approved expiration was cancelled. | Deemed Ex Ante Team
OLtg-HPS | Any | Any | DEER2014 | Com_OutGen | Com | HID Lighting - High Pressure Sodium | D08 v2.05 | Lighting | OutGen | Ltg_Fixture | HID_fixt | electronic ballast rated hours | 70000 | 1 |  | 15 |  |  | Available | 1/1/2013 |  | FALSE | TRUE | TRUE | 25:47.6 | Although expired via Resolution E-5152 DEER2023 Update, it was later found to be needed; the approved expiration was cancelled. | Deemed Ex Ante Team
OLtg-Incand-Com | Any | Any | DEER2014 | Com_OutGen | Com | Incandescent Lamps - Outdoor- Commercial - 10,000 Rated Hours | D14 v1.0.0 | Lighting | OutGen | Ltg_Lamp | Incan_lamp | lamp rated hours | 10000 | 1 |  | 15 |  |  | Available | 1/1/2013 | 12/31/2022 | FALSE | TRUE | TRUE | 36:42.3 | Expired--no longer used | Deemed Ex Ante Team
OLtg-Incand-Res | Any | Any | DEER2014 | Res_OutGen-Lmp | Res | Incandescent Lamps - Outdoor- Residential - 2,000 Rated Hours | D14 v1.0.0 | Lighting | OutGen | Ltg_Lamp | Incan_lamp | lamp rated hours | 2000 | 1 |  | 15 |  |  | Available | 1/1/2013 | 12/31/2022 | FALSE | TRUE | TRUE | 36:42.3 | Expired--no longer used | Deemed Ex Ante Team
OLtg-Incand-Res-Cmn | Any | Any | DEER2014 | Res_OutCmn-Lmp | Res | Incandescent Lamps - Outdoor- Residential - 2,000 Rated Hours | D14 v1.0.0 | Lighting | OutCommon | Ltg_Lamp | Incan_lamp | lamp rated hours | 2000 | 1 |  | 15 |  |  | Available | 1/1/2013 | 12/31/2022 | FALSE | TRUE | TRUE | 36:42.3 | Expired--no longer used | Deemed Ex Ante Team
OLtg-Induct | Any | Any | DEER2014 | Com_OutGen | Com | HID Lighting - Induction | Lighting Disposition | Lighting | OutGen | Ltg_Fixture | Any | electronic ballast rated hours | 70000 | 1 |  | 15 |  |  | Available | 1/1/2013 |  | FALSE | TRUE | TRUE | 25:47.6 | Although expired via Resolution E-5152 DEER2023 Update, it was later found to be needed; the approved expiration was cancelled. | Deemed Ex Ante Team
Oltg-LED | Any | Any | ExAnte2010 | None | CC | LED Lighting | IOU Workpaper | Lighting | OutGen | Ltg_Fixture | LED_fixt | lamp rated hours | 50000 | 1 | 4170 | 12 | 12 | 4 | Available | 1/1/2013 |  | FALSE | TRUE | TRUE | 28:49.8 | Updated to indicate claim/filing status | Deemed Ex Ante Team
OLtg-LEDfixt-Res | Any | Any | DEER2014 | None | Res | Outdoor LED Fixture replacement passed through from a 2013 3rd party PG&E workpaper (PGE3PLTG166). This ID may not be used for any new measures. | Lighting Disposition | Lighting | OutGen | Ltg_Fixture | LED_fixt | rated years |  |  |  |  | 15 | 5 | Available | 1/1/2013 |  | FALSE | TRUE | TRUE | 28:49.8 | Updated to indicate claim/filing status | Deemed Ex Ante Team
OLtg-LFluor-Com | Any | Any | DEER2014 | Com_OutGen | Com | Outdoor Linear Fluorescent with Electronic Ballast | D08 v2.05 | Lighting | OutGen | Ltg_Fixture | LinFluor_fixt | electronic ballast rated hours | 70000 | 1 |  | 15 |  |  | Available | 1/1/2013 |  | FALSE | TRUE | TRUE | 37:49.7 | Updated BldgType to Any | Deemed Ex Ante Team
OLtg-LFluor-CommArea | Any | Any | DEER2014 | Res_OutCmn-Fixt | Res | Linear Fluorescents - Outdoor Residential Common Area | Lighting Disposition | Lighting | OutCommon | Ltg_Fixture | LinFluor_fixt | electronic ballast rated hours | 70000 | 1 |  | 15 |  |  | Available | 1/1/2013 |  | FALSE | TRUE | TRUE | 25:47.6 | Although expired via Resolution E-5152 DEER2023 Update, it was later found to be needed; the approved expiration was cancelled. | Deemed Ex Ante Team
OLtg-LFluor-Dusk-to-Dawn | Any | Any | DEER2014 | None | CC | Linear Fluorescents - Outdoor Dusk to Dawn operation | Lighting Disposition | Lighting | OutDuskDawn | Ltg_Fixture | LinFluor_fixt | electronic ballast rated hours | 70000 | 1 | 4380 | 15 | 15 | 5 | Available | 1/1/2013 | 12/31/2022 | FALSE | TRUE | TRUE | 36:42.3 | Expired--no longer used | Deemed Ex Ante Team
OLtg-Lfluor-Mag | Any | Any | DEER2014 | Com_OutGen | Com | Outdoor Linear Fluorescent with Magnetic Ballast | D08 v2.05 | Lighting | OutGen | Ltg_Fixture | LinFluor_fixt | magnetic ballast rated hours | 45000 | 1 |  | 15 |  |  | Available | 1/1/2013 |  | FALSE | TRUE | TRUE | 25:47.6 | Although expired via Resolution E-5152 DEER2023 Update, it was later found to be needed; the approved expiration was cancelled. | Deemed Ex Ante Team
OLtg-LFluor-Res | Any | Any | DEER2014 | Res_OutGen-Fixt | Res | Linear Fluorescents - Home | D08 v2.05 | Lighting | OutGen | Ltg_Fixture | LinFluor_fixt | electronic ballast rated hours | 70000 | 1 |  | 15 |  |  | Available | 1/1/2013 |  | FALSE | TRUE | TRUE | 25:47.6 | Although expired via Resolution E-5152 DEER2023 Update, it was later found to be needed; the approved expiration was cancelled. | Deemed Ex Ante Team
OLtg-MH | Any | Any | DEER2014 | Com_OutGen | Com | HID Lighting - Metal Halide | D08 v2.05 | Lighting | OutGen | Ltg_Fixture | HID_fixt | electronic ballast rated hours | 70000 | 1 |  | 15 |  |  | Available | 1/1/2013 |  | FALSE | TRUE | TRUE | 25:47.6 | Although expired via Resolution E-5152 DEER2023 Update, it was later found to be needed; the approved expiration was cancelled. | Deemed Ex Ante Team
OLtg-Res-LED-15000hr | Any | Any | DEER2014 | Res_OutGen-LED | Res | LED lamp - Outdoor- Residential - Small wattage Globe, Any Candle shape | Lighting Disposition | Lighting | OutGen | Ltg_Lamp | LED_lamp | LED lamp rated hours | 15000 | 1 |  | 16 |  |  | Available | 1/1/2013 |  | FALSE | TRUE | TRUE | 37:49.7 | Updated BldgType to Any | Deemed Ex Ante Team
OLtg-Res-LED-15000hr-Cmn | Any | Any | DEER2014 | Res_OutCmn-Lmp | Res | LED lamp - Outdoor- Residential Common Area - Small wattage Globe, Any Candle shape | Lighting Disposition | Lighting | OutCommon | Ltg_Lamp | LED_lamp | LED lamp rated hours | 15000 | 1 |  | 16 |  |  | Available | 1/1/2013 |  | FALSE | TRUE | TRUE | 37:49.7 | Updated BldgType to Any | Deemed Ex Ante Team
OLtg-Res-LED-20000hr | Any | Any | DEER2014 | Res_OutGen-LED | Res | LED lamp - Outdoor- Residential | Lighting Disposition | Lighting | OutGen | Ltg_Lamp | LED_lamp | LED lamp rated hours | 20000 | 1 |  | 16 |  |  | Available | 1/1/2013 |  | FALSE | TRUE | TRUE | 37:49.7 | Updated BldgType to Any | Deemed Ex Ante Team
OLtg-Res-LED-20000hr-Cmn | Any | Any | DEER2014 | Res_OutCmn-Lmp | Res | LED lamp - Outdoor- Residential Common Area | Lighting Disposition | Lighting | OutCommon | Ltg_Lamp | LED_lamp | LED lamp rated hours | 20000 | 1 |  | 16 |  |  | Available | 1/1/2013 |  | FALSE | TRUE | TRUE | 37:49.7 | Updated BldgType to Any | Deemed Ex Ante Team
OLtg-Res-LED-50000hr | Any | Any | DEER2014 | Res_OutGen-LED | Res | LED Fixture - Outdoor- Residential | Lighting Disposition | Lighting | OutGen | Ltg_Fixture | LED_fixt | LED fixture rated hours | 50000 | 1 |  | 16 |  |  | Available | 1/1/2013 |  | FALSE | TRUE | TRUE | 37:49.7 | Updated BldgType to Any | Deemed Ex Ante Team
OLtg-Res-LED-50000hr-Cmn | Any | Any | DEER2014 | Res_OutCmn-Lmp | Res | LED Fixture - Outdoor- Residential Common Area | Lighting Disposition | Lighting | OutCommon | Ltg_Fixture | LED_fixt | LED fixture rated hours | 50000 | 1 |  | 16 |  |  | Available | 1/1/2013 |  | FALSE | TRUE | TRUE | 37:49.7 | Updated BldgType to Any | Deemed Ex Ante Team
OLtg-Res-LED-Alamp-10000hr | Any | Any | DEER2020 | Res_OutGen-LED | Res | LED A-lamp - Outdoor- Residential | D20 v1 | Lighting | OutGen | Ltg_Lamp | LED_lamp | LED lamp rated hours | 10000 | 1 |  | 16 |  |  | Available | 1/1/2019 |  | FALSE | TRUE | TRUE | 37:49.7 | Updated BldgType to Any | Deemed Ex Ante Team
OLtg-Res-LED-Alamp-10000hr-Cmn | Any | Any | DEER2020 | Res_OutCmn-Lmp | Res | LED A-lamp - Outdoor- Residential Common Area | D20 v1 | Lighting | OutCommon | Ltg_Lamp | LED_lamp | LED lamp rated hours | 10000 | 1 |  | 16 |  |  | Available | 1/1/2019 |  | FALSE | TRUE | TRUE | 37:49.7 | Updated BldgType to Any | Deemed Ex Ante Team
OLtg-T5 | Any | Any | DEER2014 | Com_OutGen | Com | Outdoor HID Lighting (T-5) | D08 v2.05 | Lighting | OutGen | Ltg_Fixture | LinFluor_fixt | electronic ballast rated hours | 70000 | 1 |  | 15 |  |  | Available | 1/1/2013 |  | FALSE | TRUE | TRUE | 25:47.6 | Although expired via Resolution E-5152 DEER2023 Update, it was later found to be needed; the approved expiration was cancelled. | Deemed Ex Ante Team
OLtg-TmClck | Any | Any | DEER2014 | None | Com | Timeclock with or without photocell | D08 v2.05 | Lighting | Controls | Ltg_Fixture |  | rated years |  |  |  |  | 8 | 2.7 | Standard | 1/1/2013 |  | FALSE | TRUE | TRUE | 28:49.8 | Updated to indicate claim/filing status | Deemed Ex Ante Team
OutD-PoolCover | Any | Any | ExAnte2013 | None | Com | Outdoor pool cover | IOU Workpaper | Recreate | Pool | PoolSpa_eq | PoolCover | rated years |  |  |  |  | 5 | 1.7 | Available | 1/1/2013 |  | FALSE | TRUE | TRUE | 28:49.8 | Updated to indicate claim/filing status | Deemed Ex Ante Team
OutD-PoolPump | Any | Any | DEER2014 | None | Res | High Efficiency Pool Pump | D08 v2.05 | Recreate | Pool | LiquidCirc |  | rated years |  |  |  |  | 10 | 3.3 | Standard | 1/1/2013 |  | FALSE | TRUE | TRUE | 28:49.8 | Updated to indicate claim/filing status | Deemed Ex Ante Team
OzoneGen | Any | Any | DEER2015 | None | Com | Ozone Generator for commercial laundry | PA workpaper | AppPlug | Laundry | Clean_equip | ClothesWasher | rated years | 10 |  |  |  | 10 | 3.33 | Available | 1/1/2013 |  | FALSE | TRUE | TRUE | 28:49.8 | Updated to indicate claim/filing status | Deemed Ex Ante Team
PGE-EUC-LM005-1975 | SFm | Any | DEER2014 | None | Res | PGE Energy Upgrade California EUL for measure LM005, vintage 1975 | PA workpaper | WhlBldg | WBUpgrade | WhlBldg | WBRetPkg | evaluated years |  |  |  |  | 18.6 | 6.2 | Available | 1/1/2013 | 12/31/2022 | FALSE | TRUE | TRUE | 36:42.3 | Expired--no longer used | Deemed Ex Ante Team
PGE-EUC-LM005-1985 | SFm | Any | DEER2014 | None | Res | PGE Energy Upgrade California EUL for measure LM005, vintage 1985 | PA workpaper | WhlBldg | WBUpgrade | WhlBldg | WBRetPkg | evaluated years |  |  |  |  | 18.2 | 6.07 | Available | 1/1/2013 | 12/31/2022 | FALSE | TRUE | TRUE | 36:42.3 | Expired--no longer used | Deemed Ex Ante Team
PGE-EUC-LM005-1996 | SFm | Any | DEER2014 | None | Res | PGE Energy Upgrade California EUL for measure LM005, vintage 1996 | PA workpaper | WhlBldg | WBUpgrade | WhlBldg | WBRetPkg | evaluated years |  |  |  |  | 18 | 6 | Available | 1/1/2013 | 12/31/2022 | FALSE | TRUE | TRUE | 36:42.3 | Expired--no longer used | Deemed Ex Ante Team
PGE-EUC-LM081-1975 | SFm | Any | DEER2014 | None | Res | PGE Energy Upgrade California EUL for measure LM081, vintage 1975 | PA workpaper | WhlBldg | WBUpgrade | WhlBldg | WBRetPkg | evaluated years |  |  |  |  | 18.4 | 6.13 | Available | 1/1/2013 | 12/31/2022 | FALSE | TRUE | TRUE | 36:42.3 | Expired--no longer used | Deemed Ex Ante Team
PGE-EUC-LM081-1985 | SFm | Any | DEER2014 | None | Res | PGE Energy Upgrade California EUL for measure LM081, vintage 1985 | PA workpaper | WhlBldg | WBUpgrade | WhlBldg | WBRetPkg | evaluated years |  |  |  |  | 17.7 | 5.9 | Available | 1/1/2013 | 12/31/2022 | FALSE | TRUE | TRUE | 36:42.3 | Expired--no longer used | Deemed Ex Ante Team
PGE-EUC-LM081-1996 | SFm | Any | DEER2014 | None | Res | PGE Energy Upgrade California EUL for measure LM081, vintage 1996 | PA workpaper | WhlBldg | WBUpgrade | WhlBldg | WBRetPkg | evaluated years |  |  |  |  | 17.4 | 5.8 | Available | 1/1/2013 | 12/31/2022 | FALSE | TRUE | TRUE | 36:42.3 | Expired--no longer used | Deemed Ex Ante Team
PGE-EUC-LM125-1975 | SFm | Any | DEER2014 | None | Res | PGE Energy Upgrade California EUL for measure LM125, vintage 1975 | PA workpaper | WhlBldg | WBUpgrade | WhlBldg | WBRetPkg | evaluated years |  |  |  |  | 16.1 | 5.37 | Available | 1/1/2013 | 12/31/2022 | FALSE | TRUE | TRUE | 36:42.3 | Expired--no longer used | Deemed Ex Ante Team
PGE-EUC-LM125-1985 | SFm | Any | DEER2014 | None | Res | PGE Energy Upgrade California EUL for measure LM125, vintage 1985 | PA workpaper | WhlBldg | WBUpgrade | WhlBldg | WBRetPkg | evaluated years |  |  |  |  | 14.6 | 4.87 | Available | 1/1/2013 | 12/31/2022 | FALSE | TRUE | TRUE | 36:42.3 | Expired--no longer used | Deemed Ex Ante Team
PGE-EUC-LM125-1996 | SFm | Any | DEER2014 | None | Res | PGE Energy Upgrade California EUL for measure LM125, vintage 1996 | PA workpaper | WhlBldg | WBUpgrade | WhlBldg | WBRetPkg | evaluated years |  |  |  |  | 14 | 4.67 | Available | 1/1/2013 | 12/31/2022 | FALSE | TRUE | TRUE | 36:42.3 | Expired--no longer used | Deemed Ex Ante Team
PGE-EUC-LM141-1975 | SFm | Any | DEER2014 | None | Res | PGE Energy Upgrade California EUL for measure LM141, vintage 1975 | PA workpaper | WhlBldg | WBUpgrade | WhlBldg | WBRetPkg | evaluated years |  |  |  |  | 16.5 | 5.5 | Available | 1/1/2013 | 12/31/2022 | FALSE | TRUE | TRUE | 36:42.3 | Expired--no longer used | Deemed Ex Ante Team
PGE-EUC-LM141-1985 | SFm | Any | DEER2014 | None | Res | PGE Energy Upgrade California EUL for measure LM141, vintage 1985 | PA workpaper | WhlBldg | WBUpgrade | WhlBldg | WBRetPkg | evaluated years |  |  |  |  | 15.7 | 5.23 | Available | 1/1/2013 | 12/31/2022 | FALSE | TRUE | TRUE | 36:42.3 | Expired--no longer used | Deemed Ex Ante Team
PGE-EUC-LM141-1996 | SFm | Any | DEER2014 | None | Res | PGE Energy Upgrade California EUL for measure LM141, vintage 1996 | PA workpaper | WhlBldg | WBUpgrade | WhlBldg | WBRetPkg | evaluated years |  |  |  |  | 14.2 | 4.73 | Available | 1/1/2013 | 12/31/2022 | FALSE | TRUE | TRUE | 36:42.3 | Expired--no longer used | Deemed Ex Ante Team
PGE-EUC-LM162-1975 | SFm | Any | DEER2014 | None | Res | PGE Energy Upgrade California EUL for measure LM162, vintage 1975 | PA workpaper | WhlBldg | WBUpgrade | WhlBldg | WBRetPkg | evaluated years |  |  |  |  | 17.8 | 5.93 | Available | 1/1/2013 | 12/31/2022 | FALSE | TRUE | TRUE | 36:42.3 | Expired--no longer used | Deemed Ex Ante Team
PGE-EUC-LM162-1985 | SFm | Any | DEER2014 | None | Res | PGE Energy Upgrade California EUL for measure LM162, vintage 1985 | PA workpaper | WhlBldg | WBUpgrade | WhlBldg | WBRetPkg | evaluated years |  |  |  |  | 17.9 | 5.97 | Available | 1/1/2013 | 12/31/2022 | FALSE | TRUE | TRUE | 36:42.3 | Expired--no longer used | Deemed Ex Ante Team
PGE-EUC-LM162-1996 | SFm | Any | DEER2014 | None | Res | PGE Energy Upgrade California EUL for measure LM162, vintage 1996 | PA workpaper | WhlBldg | WBUpgrade | WhlBldg | WBRetPkg | evaluated years |  |  |  |  | 17.6 | 5.87 | Available | 1/1/2013 | 12/31/2022 | FALSE | TRUE | TRUE | 36:42.3 | Expired--no longer used | Deemed Ex Ante Team
PGE-EUC-LM165-1975 | SFm | Any | DEER2014 | None | Res | PGE Energy Upgrade California EUL for measure LM165, vintage 1975 | PA workpaper | WhlBldg | WBUpgrade | WhlBldg | WBRetPkg | evaluated years |  |  |  |  | 19 | 6.33 | Available | 1/1/2013 | 12/31/2022 | FALSE | TRUE | TRUE | 36:42.3 | Expired--no longer used | Deemed Ex Ante Team
PGE-EUC-LM165-1985 | SFm | Any | DEER2014 | None | Res | PGE Energy Upgrade California EUL for measure LM165, vintage 1985 | PA workpaper | WhlBldg | WBUpgrade | WhlBldg | WBRetPkg | evaluated years |  |  |  |  | 18.8 | 6.27 | Available | 1/1/2013 | 12/31/2022 | FALSE | TRUE | TRUE | 36:42.3 | Expired--no longer used | Deemed Ex Ante Team
PGE-EUC-LM165-1996 | SFm | Any | DEER2014 | None | Res | PGE Energy Upgrade California EUL for measure LM165, vintage 1996 | PA workpaper | WhlBldg | WBUpgrade | WhlBldg | WBRetPkg | evaluated years |  |  |  |  | 19.1 | 6.37 | Available | 1/1/2013 | 12/31/2022 | FALSE | TRUE | TRUE | 36:42.3 | Expired--no longer used | Deemed Ex Ante Team
Plug-80plus | Any | Any | DEER2014 | None | Com | 80 PLUS Power Supply | D08 v2.05 | AppPlug | Office_eq | Electronics |  | rated years |  |  |  |  | 4 | 1.3 | Standard | 1/1/2013 |  | FALSE | TRUE | TRUE | 28:49.8 | Updated to indicate claim/filing status | Deemed Ex Ante Team
Plug-HiEffCopier | Any | Any | DEER2014 | None | Com | High Efficiency Copiers | D08 v2.05 | AppPlug | Office_eq | Electronics | AllEquip | rated years |  |  |  |  | 6 | 2 | Standard | 1/1/2013 | 12/31/2022 | FALSE | TRUE | TRUE | 36:42.3 | Expired--no longer used | Deemed Ex Ante Team
Plug-OccSens | Any | Any | DEER2014 | None | Com | Occupancy sensors | D08 v2.05 | AppPlug | Office_eq | Electronics | MoveSensor | rated years |  |  |  |  | 8 | 2.7 | Standard | 1/1/2013 |  | FALSE | TRUE | TRUE | 28:49.8 | Updated to indicate claim/filing status | Deemed Ex Ante Team
Plug-Software | Any | Any | ExAnte2013 | None | Com | Power Management Software | IOU Workpaper |  |  | Electronics |  | rated years |  |  |  |  | 5 | 1.7 | Standard | 1/1/2013 | 12/31/2022 | FALSE | TRUE | TRUE | 36:42.3 | Expired--no longer used | Deemed Ex Ante Team
Plug-VendCtrler | Any | Any | DEER2014 | None | Com | Vending Machine Controller | D08 v2.05 | AppPlug | Vending | Electronics | MoveSensor | rated years |  |  |  |  | 5 | 1.7 | Standard | 1/1/2013 |  | FALSE | TRUE | TRUE | 28:49.8 | Updated to indicate claim/filing status | Deemed Ex Ante Team
PrcHt-Blr | Any | Any | DEER2014 | None | Com | High Efficiency Boiler | D08 v2.05 | ProcHeat |  | WaterHtg_eq | Boiler_Et | rated years |  |  |  |  | 20 | 6.7 | Standard | 1/1/2013 |  | FALSE | TRUE | TRUE | 28:49.8 | Updated to indicate claim/filing status | Deemed Ex Ante Team
PrcHt-StmBlr | Any | Any | ExAnte2013 | None | Com | High Efficiency Boiler | IOU Workpaper | ProcHeat |  | SteamHtg_eq | Boiler_Et | rated years |  |  |  |  | 20 | 6.7 | Standard | 1/1/2013 |  | FALSE | TRUE | TRUE | 28:49.8 | Updated to indicate claim/filing status | Deemed Ex Ante Team
PrcHt-StmTrp | Any | Any | DEER2020 | None | Com | Steam Traps - Process Heat | D20 v1 | ProcHeat | SteamDist | SteamCirc | SteamTrap | rated years |  |  |  |  | 3 | 1 | Standard | 1/1/2017 |  | FALSE | TRUE | TRUE | 28:49.8 | Updated to indicate claim/filing status | Deemed Ex Ante Team
PrcHt-StmTrp | Any | Any | DEER2014 | None | Com | Steam Traps - Process Heat | D08 v2.05 | ProcHeat | SteamDist | SteamCirc | SteamTrap | rated years |  |  |  |  | 6 | 2 | Standard | 1/1/2013 | 12/31/2016 | FALSE | TRUE | TRUE | 28:49.8 | Updated to indicate claim/filing status | Deemed Ex Ante Team
PrcHt-TankIns-Gas | Any | Any | ExAnte2013 | None | CC | Water Heater Tank Wrap | IOU Workpaper | ProcHeat | Storage |  | TankIns | rated years |  |  |  |  | 7 | 2.3 | Standard | 1/1/2013 |  | FALSE | TRUE | TRUE | 28:49.8 | Updated to indicate claim/filing status | Deemed Ex Ante Team
ProcDist-Motor_Spd | Any | Any | DEER2014 | None | Com | Variable Speed Drive on Process Fan Control | PA workpaper | Process |  | Motor_Spd | ASD | evaluated years |  |  |  |  | 13 | 4.33 | Available | 1/1/2013 |  | FALSE | TRUE | TRUE | 28:49.8 | Updated to indicate claim/filing status | Deemed Ex Ante Team
PumpCentBstr | Any | Any | DEER2014 | None | Ag | Ag Pump - Centrifugal Booster | PA workpaper | ProcDist | Pumping | PumpSystem | CentBstr | evaluated years |  |  |  |  | 12.7 | 4.33 | Available | 1/1/2013 |  | FALSE | TRUE | TRUE | 28:49.8 | Updated to indicate claim/filing status | Deemed Ex Ante Team
PumpSubBstr | Any | Any | DEER2014 | None | Ag | Ag Pump - Submersible Booster | PA workpaper | ProcDist | Pumping | PumpSystem | SubBstr | evaluated years |  |  |  |  | 8.3 | 2.77 | Available | 1/1/2013 |  | FALSE | TRUE | TRUE | 28:49.8 | Updated to indicate claim/filing status | Deemed Ex Ante Team
PumpSubWell | Any | Any | DEER2014 | None | Ag | Ag Pump - Submersible Well | PA workpaper | ProcDist | Pumping | PumpSystem | SubWell | evaluated years |  |  |  |  | 6.5 | 2.23 | Available | 1/1/2013 |  | FALSE | TRUE | TRUE | 28:49.8 | Updated to indicate claim/filing status | Deemed Ex Ante Team
PumpTurbBstr | Any | Any | DEER2014 | None | Ag | Ag Pump - Turbine Booster | PA workpaper | ProcDist | Pumping | PumpSystem | TurbBstr | evaluated years |  |  |  |  | 9.3 | 3.1 | Available | 1/1/2013 |  | FALSE | TRUE | TRUE | 28:49.8 | Updated to indicate claim/filing status | Deemed Ex Ante Team
PumpTurbWell | Any | Any | DEER2014 | None | Ag | Ag Pump - Turbine Well | PA workpaper | ProcDist | Pumping | PumpSystem | TurbWell | evaluated years |  |  |  |  | 6.8 | 2.27 | Available | 1/1/2013 |  | FALSE | TRUE | TRUE | 28:49.8 | Updated to indicate claim/filing status | Deemed Ex Ante Team
Recreate-LED_fixt-Com-DskCls | Any | Any | DEER2014 | None | Com | LED Pool Lighting (Dusk to Close) | PA workpaper | Lighting |  | Ltg_Lamp | LED_lamp | evaluated years |  |  |  |  | 12 | 4 | Available | 1/1/2013 |  | FALSE | TRUE | TRUE | 28:49.8 | Updated to indicate claim/filing status | Deemed Ex Ante Team
Recreate-LED_fixt-Com-DskDwn | Any | Any | DEER2014 | None | Com | LED Pool Lighting (Dusk to Dawn) | PA workpaper | Lighting | OutDuskDawn | Ltg_Lamp | LED_lamp | evaluated years |  |  |  |  | 4.9 | 1.63 | Available | 1/1/2013 |  | FALSE | TRUE | TRUE | 28:49.8 | Updated to indicate claim/filing status | Deemed Ex Ante Team
Recreate-LED_fixt-Res | Any | Any | DEER2014 | None | Res | LED Pool Lighting (Residential) | PA workpaper | Lighting |  | Ltg_Lamp | LED_lamp | evaluated years |  |  |  |  | 16 | 5.33 | Available | 1/1/2013 | 12/31/2022 | FALSE | TRUE | TRUE | 36:42.3 | Expired--no longer used | Deemed Ex Ante Team
RefgWrhs-Comp | Any | Any | DEER2014 | None | Com | Refrigeration Upgrades (Variable Speed Compressors) | D08 v2.05 | ProcRefrig | ProdStore | Chiller | RefWareCool | rated years |  |  |  |  | 15 | 5 | Standard | 1/1/2013 |  | FALSE | TRUE | TRUE | 28:49.8 | Updated to indicate claim/filing status | Deemed Ex Ante Team
RefgWrhs-Cond | Any | Any | DEER2014 | None | Com | Refrigeration Upgrades (Condenser) - Refg Warehouse | D08 v2.05 | ProcRefrig | ProdStore | Chiller | RefWareCool | rated years |  |  |  |  | 15 | 5 | Standard | 1/1/2013 |  | FALSE | TRUE | TRUE | 28:49.8 | Updated to indicate claim/filing status | Deemed Ex Ante Team
RefgWrhs-FltHdPres | Any | Any | DEER2014 | None | Com | Refrigeration Upgrades (Suction Pressure) - Refg Warehouse | D08 v2.05 | ProcRefrig | ProdStore | Chiller | RefWareCool | rated years |  |  |  |  | 15 | 5 | Standard | 1/1/2013 |  | FALSE | TRUE | TRUE | 28:49.8 | Updated to indicate claim/filing status | Deemed Ex Ante Team
RefgWrhs-FltSucPres | Any | Any | DEER2014 | None | Com | Refrigeration Upgrades (Head Pressure) - Refg Warehouse | D08 v2.05 | ProcRefrig | ProdStore | Chiller | RefWareCool | rated years |  |  |  |  | 15 | 5 | Standard | 1/1/2013 |  | FALSE | TRUE | TRUE | 28:49.8 | Updated to indicate claim/filing status | Deemed Ex Ante Team
RefgWrhs-Retro | Any | Any | DEER2020 | None | Com | Refrigeration Retrocommissioning - Refg Warehouse | D20 v1 | Service | RetroComm |  |  | rated years |  |  |  |  | 3 |  | Standard | 1/1/2017 |  | FALSE | TRUE | TRUE | 28:49.8 | Updated to indicate claim/filing status | Deemed Ex Ante Team
RefgWrhs-Retro | Any | Any | DEER2014 | None | Com | Refrigeration Retrocommissioning - Refg Warehouse | D08 v2.05 | Service | RetroComm |  |  | rated years |  |  |  |  | 10 |  | Standard | 1/1/2013 | 12/31/2016 | FALSE | TRUE | TRUE | 28:49.8 | Updated to indicate claim/filing status | Deemed Ex Ante Team
RefgWrhs-ScrollComp | Any | Any | DEER2014 | None | Com | Refrigeration Scroll Compressors for Bulk Tanks | D08 v2.05 | ProcRefrig | ProdStore | Chiller | RefWareCool | rated years |  |  |  |  | 12 | 4 | Standard | 1/1/2013 |  | FALSE | TRUE | TRUE | 28:49.8 | Updated to indicate claim/filing status | Deemed Ex Ante Team
RefgWrhs-SLIns | Any | Any | DEER2014 | None | Com | Refrigeration Insulation for Bare Suction Lines | D08 v2.05 | ProcRefrig | ProdStore | Chiller | RefWareCool | rated years |  |  |  |  | 11 | 3.7 | Standard | 1/1/2013 |  | FALSE | TRUE | TRUE | 28:49.8 | Updated to indicate claim/filing status | Deemed Ex Ante Team
RefgWrhs-SubClr | Any | Any | DEER2014 | None | Com | Refrigeration Upgrades (Subcooling) - Refg Warehouse | D08 v2.05 | ProcRefrig | ProdStore | Chiller | RefWareCool | rated years |  |  |  |  | 15 | 5 | Standard | 1/1/2013 |  | FALSE | TRUE | TRUE | 28:49.8 | Updated to indicate claim/filing status | Deemed Ex Ante Team
Reprog-Tstat | Any | Any | ExAnte2013 | None | CC | Reprogram thermostat | IOU Workpaper | Service | RetroComm | HV_Tech | TStat | rated years |  |  |  |  | 11 | 3.7 | Standard | 1/1/2013 | 12/31/2016 | FALSE | TRUE | TRUE | 28:49.8 | Updated to indicate claim/filing status | Deemed Ex Ante Team
Reprog-Tstat | Any | Any | DEER2020 | None | Any | Reprogram thermostat | D20 v1 | Service | RetroComm | HV_Tech | TStat | rated years |  |  |  |  | 3 |  | Standard | 1/1/2017 |  | FALSE | TRUE | TRUE | 34:58.7 | Updated Sector from All to Any | Deemed Ex Ante Team
Res-AirCleaner | Any | Any | ExAnte2016 | None | Res | Room Air Cleaner | PA workpaper | HVAC | VentAIrDist | Electronics | AllEquip | rated years |  |  |  |  | 9 | 3 | Available | 1/1/2013 |  | FALSE | TRUE | TRUE | 28:49.8 | Updated to indicate claim/filing status | Deemed Ex Ante Team
Res-Behavioral | Any | Any | DEER2017 | None | Res | Behavioral programs in residential settings | D.16-08-019, section 3.11 |  |  |  |  | rated years |  |  |  | 1 | 1 |  | Standard | 1/1/2017 |  | FALSE | TRUE | TRUE | 28:49.8 | Updated to indicate claim/filing status | Deemed Ex Ante Team
Res-Plug-AdvPwrStrip | Any | Any | ExAnte2015 | None | Res | Tier 2 Advanced Power Strip | PA workpaper | AppPlug | Electronics | Electronics | OccSensPlug | rated years |  |  |  |  | 5 | 1.67 | Standard | 9/1/2015 |  | FALSE | TRUE | TRUE | 28:49.8 | Updated to indicate claim/filing status | Deemed Ex Ante Team
Res-Plug-Soundbar | Any | Any | ExAnte2016 | None | Res | Sound Bar | PA workpaper | AppPlug | Electronics | Electronics | AllEquip | rated years |  |  |  |  | 4 | 1.33 | Available | 1/1/2013 | 12/31/2022 | FALSE | TRUE | TRUE | 36:42.3 | Expired--no longer used | Deemed Ex Ante Team
Res-RCx-Operational | Any | Any | ExAnte2016 | None | Res | retrocommissioning and operational programs in residential settings | Res Smart Thermostat disposition |  |  |  |  | rated years |  |  |  | 3 | 3 |  | Standard | 1/1/2017 |  | FALSE | TRUE | TRUE | 28:49.8 | Updated to indicate claim/filing status | Deemed Ex Ante Team
RTU-Retro | Any | Any | DEER2020 | None | Com | Rooftop Unit retrocommissioning | D20 v1 | Service | RetroComm |  |  | rated years |  |  |  |  | 3 |  | Standard | 1/1/2017 |  | FALSE | TRUE | TRUE | 28:49.8 | Updated to indicate claim/filing status | Deemed Ex Ante Team
RTU-Retro | Any | Any | ExAnte2013 | None | Com | Rooftop Unit retrocommissioning | IOU Workpaper | Service | RetroComm |  |  | rated years |  |  |  |  | 5 |  | Standard | 1/1/2013 | 12/31/2016 | FALSE | TRUE | TRUE | 28:49.8 | Updated to indicate claim/filing status | Deemed Ex Ante Team
Service-ResEnergyAu | Any | Any | DEER2014 | None | Res | Residential Audits | PA workpaper | WhlBldg | WBUpgrade | WhlBldg | WBRetPkg | evaluated years |  |  |  | 20 | 3 |  | Available | 1/1/2013 |  | FALSE | TRUE | TRUE | 28:49.8 | Updated to indicate claim/filing status | Deemed Ex Ante Team
SHW-EMS | Any | Any | ExAnte2013 | None | Res | Boiler controls for hot water, add-on equipment | IOU Workpaper | SHW | Heating | SHW_Tech | EMS | rated years |  |  |  |  | 15 | 5 | Available | 1/1/2013 |  | FALSE | TRUE | TRUE | 28:49.8 | Updated to indicate claim/filing status | Deemed Ex Ante Team
WB-13590-w10 | SFm | Any | DEER2014 | None | Res | SCE Whole Building: R30AtIns;R8DctIns;6%DctLkg;SEER14AC;STV In Heated and Cooled, One Story, 1978-1992 Vintage Whole Home Retrofit | PA workpaper | WhlBldg | WBUpgrade | WhlBldg | WBRetPkg | evaluated years |  |  |  | 20 | 18.2 | 6.07 | Available | 1/1/2013 | 12/31/2022 | FALSE | TRUE | TRUE | 36:42.3 | Expired--no longer used | Deemed Ex Ante Team
WB-16063-w06 | SFm | Any | DEER2014 | None | Res | SCE Whole Building: R30AtIns;-15%BldLkg;R8DctIns;6%DctLkg;92AFUEFrn;STV In Heated Only, One Story, Pre 1978 Vintage Whole Home Retrofit | PA workpaper | WhlBldg | WBUpgrade | WhlBldg | WBRetPkg | evaluated years |  |  |  | 20 | 19.3 | 6.43 | Available | 1/1/2013 | 12/31/2022 | FALSE | TRUE | TRUE | 36:42.3 | Expired--no longer used | Deemed Ex Ante Team
WB-18288-w06 | SFm | Any | DEER2014 | None | Res | SCE Whole Building: R30AtIns;R19FlrIns;-15%BldLkg;R8DctIns;6%DctLkg;STV In Heated Only, One Story, Pre 1978 Vintage Whole Home Retrofit | PA workpaper | WhlBldg | WBUpgrade | WhlBldg | WBRetPkg | evaluated years |  |  |  | 20 | 18 | 6 | Available | 1/1/2013 | 12/31/2022 | FALSE | TRUE | TRUE | 36:42.3 | Expired--no longer used | Deemed Ex Ante Team
WB-18720-w10 | SFm | Any | DEER2014 | None | Res | SCE Whole Building: R30AtIns;-15%BldLkg;10%DctLkg;SEER14AC;92AFUEFrn;STVLF In Heated and Cooled, One Story, 1993-2001 Vintage Whole Home Retrofit | PA workpaper | WhlBldg | WBUpgrade | WhlBldg | WBRetPkg | evaluated years |  |  |  | 20 | 14.8 | 4.93 | Available | 1/1/2013 | 12/31/2022 | FALSE | TRUE | TRUE | 36:42.3 | Expired--no longer used | Deemed Ex Ante Team
WB-19122-w10 | SFm | Any | DEER2014 | None | Res | SCE Whole Building: R30AtIns;-15%BldLkg;10%DctLkg;SEER14AC;92AFUEFrn;STV In Heated and Cooled, One Story, Pre 1978 Vintage Whole Home Retrofit | PA workpaper | WhlBldg | WBUpgrade | WhlBldg | WBRetPkg | evaluated years |  |  |  | 20 | 18 | 6 | Available | 1/1/2013 | 12/31/2022 | FALSE | TRUE | TRUE | 36:42.3 | Expired--no longer used | Deemed Ex Ante Team
WB-19550-w10 | SFm | Any | DEER2014 | None | Res | SCE Whole Building: R30AtIns;R8DctIns;6%DctLkg In Heated and Cooled, One Story, Pre 1978 Vintage Whole Home Retrofit | PA workpaper | WhlBldg | WBUpgrade | WhlBldg | WBRetPkg | evaluated years |  |  |  | 20 | 18.8 | 6.27 | Available | 1/1/2013 | 12/31/2022 | FALSE | TRUE | TRUE | 36:42.3 | Expired--no longer used | Deemed Ex Ante Team
WB-20558-w09 | SFm | Any | DEER2014 | None | Res | SCE Whole Building: R30AtIns;-30%BldLkg;R8DctIns;6%DctLkg;92AFUEFrn;STV In Heated Only, One Story, 1978-1992 Vintage Whole Home Retrofit | PA workpaper | WhlBldg | WBUpgrade | WhlBldg | WBRetPkg | evaluated years |  |  |  | 20 | 18 | 6 | Available | 1/1/2013 | 12/31/2022 | FALSE | TRUE | TRUE | 36:42.3 | Expired--no longer used | Deemed Ex Ante Team
WB-22378-w10 | SFm | Any | DEER2014 | None | Res | SCE Whole Building: R30AtIns;R8DctIns;6%DctLkg;SEER14AC;92AFUEFrn In Heated and Cooled, One Story, Pre 1978 Vintage Whole Home Retrofit | PA workpaper | WhlBldg | WBUpgrade | WhlBldg | WBRetPkg | evaluated years |  |  |  | 20 | 19.8 | 6.6 | Available | 1/1/2013 | 12/31/2022 | FALSE | TRUE | TRUE | 36:42.3 | Expired--no longer used | Deemed Ex Ante Team
WB-26618-w10 | SFm | Any | DEER2014 | None | Res | SCE Whole Building: R30AtIns;R8DctIns;6%DctLkg;92AFUEFrn;62%EFGasWtrHtr;STV In Heated and Cooled, Two Story, 1993-2001 Vintage Whole Home Retrofit | PA workpaper | WhlBldg | WBUpgrade | WhlBldg | WBRetPkg | evaluated years |  |  |  | 20 | 17.6 | 5.87 | Available | 1/1/2013 | 12/31/2022 | FALSE | TRUE | TRUE | 36:42.3 | Expired--no longer used | Deemed Ex Ante Team
WB-28890-w06 | SFm | Any | DEER2014 | None | Res | SCE Whole Building: R30AtIns;-30%BldLkg;R8DctIns;6%DctLkg;STV In Heated Only, One Story, Pre 1978 Vintage Whole Home Retrofit | PA workpaper | WhlBldg | WBUpgrade | WhlBldg | WBRetPkg | evaluated years |  |  |  | 20 | 16.6 | 5.53 | Available | 1/1/2013 | 12/31/2022 | FALSE | TRUE | TRUE | 36:42.3 | Expired--no longer used | Deemed Ex Ante Team
WB-29480-w08 | SFm | Any | DEER2014 | None | Res | SCE Whole Building: R30AtIns;R19FlrIns;R8DctIns;6%DctLkg In Heated and Cooled, One Story, Pre 1978 Vintage Whole Home Retrofit | PA workpaper | WhlBldg | WBUpgrade | WhlBldg | WBRetPkg | evaluated years |  |  |  | 20 | 18.7 | 6.23 | Available | 1/1/2013 | 12/31/2022 | FALSE | TRUE | TRUE | 36:42.3 | Expired--no longer used | Deemed Ex Ante Team
WB-33387-w08 | SFm | Any | DEER2014 | None | Res | SCE Whole Building: R30AtIns;R8DctIns;10%DctLkg In Heated and Cooled, One Story, Pre 1978 Vintage Whole Home Retrofit | PA workpaper | WhlBldg | WBUpgrade | WhlBldg | WBRetPkg | evaluated years |  |  |  | 20 | 18.9 | 6.3 | Available | 1/1/2013 | 12/31/2022 | FALSE | TRUE | TRUE | 36:42.3 | Expired--no longer used | Deemed Ex Ante Team
WB-36764-w06 | SFm | Any | DEER2014 | None | Res | SCE Whole Building: R30AtIns;R8DctIns;10%DctLkg;SEER14AC;92AFUEFrn;STV In Heated and Cooled, One Story, Pre 1978 Vintage Whole Home Retrofit | PA workpaper | WhlBldg | WBUpgrade | WhlBldg | WBRetPkg | evaluated years |  |  |  | 20 | 19.8 | 6.6 | Available | 1/1/2013 | 12/31/2022 | FALSE | TRUE | TRUE | 36:42.3 | Expired--no longer used | Deemed Ex Ante Team
WB-38962-w10 | SFm | Any | DEER2014 | None | Res | SCE Whole Building: R30AtIns;-15%BldLkg;6%DctLkg;92AFUEFrn;62%EFGasWtrHtr In Heated and Cooled, One Story, 1978-1992 Vintage Whole Home Retrofit | PA workpaper | WhlBldg | WBUpgrade | WhlBldg | WBRetPkg | evaluated years |  |  |  | 20 | 16.3 | 5.43 | Available | 1/1/2013 | 12/31/2022 | FALSE | TRUE | TRUE | 36:42.3 | Expired--no longer used | Deemed Ex Ante Team
WB-41522-w06 | SFm | Any | DEER2014 | None | Res | SCE Whole Building: R30AtIns;R8DctIns;6%DctLkg;SEER14AC;92AFUEFrn;STV In Heated and Cooled, One Story, Pre 1978 Vintage Whole Home Retrofit | PA workpaper | WhlBldg | WBUpgrade | WhlBldg | WBRetPkg | evaluated years |  |  |  | 20 | 19.7 | 6.57 | Available | 1/1/2013 | 12/31/2022 | FALSE | TRUE | TRUE | 36:42.3 | Expired--no longer used | Deemed Ex Ante Team
WB-43723-w10 | SFm | Any | DEER2014 | None | Res | SCE Whole Building: R30AtIns;R8DctIns;6%DctLkg;92AFUEFrn In Heated and Cooled, One Story, Pre 1978 Vintage Whole Home Retrofit | PA workpaper | WhlBldg | WBUpgrade | WhlBldg | WBRetPkg | evaluated years |  |  |  | 20 | 20 | 6.7 | Available | 1/1/2013 | 12/31/2022 | FALSE | TRUE | TRUE | 36:42.3 | Expired--no longer used | Deemed Ex Ante Team
WB-43750-w06 | SFm | Any | DEER2014 | None | Res | SCE Whole Building: R30AtIns;R8DctIns;6%DctLkg;92AFUEFrn;62%EFGasWtrHtr;STV In Heated Only, Two Story, Pre 1978 Vintage Whole Home Retrofit | PA workpaper | WhlBldg | WBUpgrade | WhlBldg | WBRetPkg | evaluated years |  |  |  | 20 | 17.7 | 5.9 | Available | 1/1/2013 | 12/31/2022 | FALSE | TRUE | TRUE | 36:42.3 | Expired--no longer used | Deemed Ex Ante Team
WB-45456-w10 | SFm | Any | DEER2014 | None | Res | SCE Whole Building: R30AtIns;-30%BldLkg;R8DctIns;6%DctLkg In Heated and Cooled, One Story, 1993-2001 Vintage Whole Home Retrofit | PA workpaper | WhlBldg | WBUpgrade | WhlBldg | WBRetPkg | evaluated years |  |  |  | 20 | 14.5 | 4.83 | Available | 1/1/2013 | 12/31/2022 | FALSE | TRUE | TRUE | 36:42.3 | Expired--no longer used | Deemed Ex Ante Team
WB-52042-w09 | SFm | Any | DEER2014 | None | Res | SCE Whole Building: R30AtIns;-15%BldLkg;R8DctIns;10%DctLkg;92AFUEFrn;STV In Heated Only, Two Story, 1978-1992 Vintage Whole Home Retrofit | PA workpaper | WhlBldg | WBUpgrade | WhlBldg | WBRetPkg | evaluated years |  |  |  | 20 | 18.2 | 6.07 | Available | 1/1/2013 | 12/31/2022 | FALSE | TRUE | TRUE | 36:42.3 | Expired--no longer used | Deemed Ex Ante Team
WB-52395-w10 | SFm | Any | DEER2014 | None | Res | SCE Whole Building: R30AtIns;-15%BldLkg;R8DctIns;10%DctLkg;STV In Heated and Cooled, One Story, 1978-1992 Vintage Whole Home Retrofit | PA workpaper | WhlBldg | WBUpgrade | WhlBldg | WBRetPkg | evaluated years |  |  |  | 20 | 16.8 | 5.6 | Available | 1/1/2013 | 12/31/2022 | FALSE | TRUE | TRUE | 36:42.3 | Expired--no longer used | Deemed Ex Ante Team
WB-53613-w10 | SFm | Any | DEER2014 | None | Res | SCE Whole Building: R30AtIns;-30%BldLkg;R8DctIns;SEER14AC;92AFUEFrn;6%DctLkg;STV In Heated and Cooled, Two Story, Pre 1978 Vintage Whole Home Retrofit | PA workpaper | WhlBldg | WBUpgrade | WhlBldg | WBRetPkg | evaluated years |  |  |  | 20 | 17.2 | 5.73 | Available | 1/1/2013 | 12/31/2022 | FALSE | TRUE | TRUE | 36:42.3 | Expired--no longer used | Deemed Ex Ante Team
WB-56139-w10 | SFm | Any | DEER2014 | None | Res | SCE Whole Building: R30AtIns;R8DctIns;6%DctLkg;SEER14AC In Heated and Cooled, Two Story, 1978-1992 Vintage Whole Home Retrofit | PA workpaper | WhlBldg | WBUpgrade | WhlBldg | WBRetPkg | evaluated years |  |  |  | 20 | 17.9 | 5.97 | Available | 1/1/2013 | 12/31/2022 | FALSE | TRUE | TRUE | 36:42.3 | Expired--no longer used | Deemed Ex Ante Team
WB-56999-w08 | SFm | Any | DEER2014 | None | Res | SCE Whole Building: -15%BldLkg;R8DctIns;6%DctLkg;SEER14AC;92AFUEFrn In Heated and Cooled, Two Story, 1993-2001 Vintage Whole Home Retrofit | PA workpaper | WhlBldg | WBUpgrade | WhlBldg | WBRetPkg | evaluated years |  |  |  | 20 | 17.1 | 5.7 | Available | 1/1/2013 | 12/31/2022 | FALSE | TRUE | TRUE | 36:42.3 | Expired--no longer used | Deemed Ex Ante Team
WB-57634-w10 | SFm | Any | DEER2014 | None | Res | SCE Whole Building: -30%BldLkg;10%DctLkg;SEER14AC;92AFUEFrn In Heated and Cooled, Two Story, 1993-2001 Vintage Whole Home Retrofit | PA workpaper | WhlBldg | WBUpgrade | WhlBldg | WBRetPkg | evaluated years |  |  |  | 20 | 15.8 | 5.27 | Available | 1/1/2013 | 12/31/2022 | FALSE | TRUE | TRUE | 36:42.3 | Expired--no longer used | Deemed Ex Ante Team
WB-64074-w06 | SFm | Any | DEER2014 | None | Res | SCE Whole Building: -15%BldLkg;R8DctIns;6%DctLkg;SEER14AC;92AFUEFrn;STV In Heated and Cooled, One Story, Pre 1978 Vintage Whole Home Retrofit | PA workpaper | WhlBldg | WBUpgrade | WhlBldg | WBRetPkg | evaluated years |  |  |  | 20 | 17.5 | 5.83 | Available | 1/1/2013 | 12/31/2022 | FALSE | TRUE | TRUE | 36:42.3 | Expired--no longer used | Deemed Ex Ante Team
WB-64187-w08 | SFm | Any | DEER2014 | None | Res | SCE Whole Building: R30AtIns;R8DctIns;10%DctLkg;STV In Heated and Cooled, Two Story, Pre 1978 Vintage Whole Home Retrofit | PA workpaper | WhlBldg | WBUpgrade | WhlBldg | WBRetPkg | evaluated years |  |  |  | 20 | 18 | 6 | Available | 1/1/2013 | 12/31/2022 | FALSE | TRUE | TRUE | 36:42.3 | Expired--no longer used | Deemed Ex Ante Team
WB-64721-w10 | SFm | Any | DEER2014 | None | Res | SCE Whole Building: R30AtIns;R8DctIns;10%DctLkg;SEER14AC In Heated and Cooled, One Story, 1978-1992 Vintage Whole Home Retrofit | PA workpaper | WhlBldg | WBUpgrade | WhlBldg | WBRetPkg | evaluated years |  |  |  | 20 | 18.5 | 6.17 | Available | 1/1/2013 | 12/31/2022 | FALSE | TRUE | TRUE | 36:42.3 | Expired--no longer used | Deemed Ex Ante Team
WB-66984-w10 | SFm | Any | DEER2014 | None | Res | SCE Whole Building: R30AtIns;-30%BldLkg;6%DctLkg;SEER14AC;STV In Heated and Cooled, Two Story, 1993-2001 Vintage Whole Home Retrofit | PA workpaper | WhlBldg | WBUpgrade | WhlBldg | WBRetPkg | evaluated years |  |  |  | 20 | 14.1 | 4.7 | Available | 1/1/2013 | 12/31/2022 | FALSE | TRUE | TRUE | 36:42.3 | Expired--no longer used | Deemed Ex Ante Team
WB-68399-w10 | SFm | Any | DEER2014 | None | Res | SCE Whole Building: R30AtIns;R8DctIns;6%DctLkg;SEER14AC;62%EFGasWtrHtr;STV In Heated and Cooled, One Story, 1978-1992 Vintage Whole Home Retrofit | PA workpaper | WhlBldg | WBUpgrade | WhlBldg | WBRetPkg | evaluated years |  |  |  | 20 | 16.1 | 5.37 | Available | 1/1/2013 | 12/31/2022 | FALSE | TRUE | TRUE | 36:42.3 | Expired--no longer used | Deemed Ex Ante Team
WB-69986-w08 | SFm | Any | DEER2014 | None | Res | SCE Whole Building: -15%BldLkg;R8DctIns;6%DctLkg;SEER14AC;92AFUEFrn;STV In Heated and Cooled, Two Story, 1993-2001 Vintage Whole Home Retrofit | PA workpaper | WhlBldg | WBUpgrade | WhlBldg | WBRetPkg | evaluated years |  |  |  | 20 | 16.9 | 5.63 | Available | 1/1/2013 | 12/31/2022 | FALSE | TRUE | TRUE | 36:42.3 | Expired--no longer used | Deemed Ex Ante Team
WB-71850-w09 | SFm | Any | DEER2014 | None | Res | SCE Whole Building: R30AtIns;-15%BldLkg;R8DctIns;6%DctLkg;STV In Heated Only, One Story, Pre 1978 Vintage Whole Home Retrofit | PA workpaper | WhlBldg | WBUpgrade | WhlBldg | WBRetPkg | evaluated years |  |  |  | 20 | 17.3 | 5.77 | Available | 1/1/2013 | 12/31/2022 | FALSE | TRUE | TRUE | 36:42.3 | Expired--no longer used | Deemed Ex Ante Team
WB-72848-w10 | SFm | Any | DEER2014 | None | Res | SCE Whole Building: R30AtIns;R8DctIns;6%DctLkg;SEER14AC In Heated and Cooled, One Story, 1978-1992 Vintage Whole Home Retrofit | PA workpaper | WhlBldg | WBUpgrade | WhlBldg | WBRetPkg | evaluated years |  |  |  | 20 | 18.5 | 6.17 | Available | 1/1/2013 | 12/31/2022 | FALSE | TRUE | TRUE | 36:42.3 | Expired--no longer used | Deemed Ex Ante Team
WB-75270-w10 | SFm | Any | DEER2014 | None | Res | SCE Whole Building: R30AtIns;R8DctIns;92AFUEFrn;STV In Heated and Cooled, Two Story, 1978-1992 Vintage Whole Home Retrofit | PA workpaper | WhlBldg | WBUpgrade | WhlBldg | WBRetPkg | evaluated years |  |  |  | 20 | 19.4 | 6.47 | Available | 1/1/2013 | 12/31/2022 | FALSE | TRUE | TRUE | 36:42.3 | Expired--no longer used | Deemed Ex Ante Team
WB-76805-w10 | SFm | Any | DEER2014 | None | Res | SCE Whole Building: R30AtIns;-15%BldLkg;R8DctIns;10%DctLkg;SEER14AC;92AFUEFrn In Heated and Cooled, Two Story, Pre 1978 Vintage Whole Home Retrofit | PA workpaper | WhlBldg | WBUpgrade | WhlBldg | WBRetPkg | evaluated years |  |  |  | 20 | 18.1 | 6.03 | Available | 1/1/2013 | 12/31/2022 | FALSE | TRUE | TRUE | 36:42.3 | Expired--no longer used | Deemed Ex Ante Team
WB-79171-w06 | SFm | Any | DEER2014 | None | Res | SCE Whole Building: R30AtIns;-15%BldLkg;R8DctIns;10%DctLkg;STV In Heated Only, One Story, Pre 1978 Vintage Whole Home Retrofit | PA workpaper | WhlBldg | WBUpgrade | WhlBldg | WBRetPkg | evaluated years |  |  |  | 20 | 17.3 | 5.77 | Available | 1/1/2013 | 12/31/2022 | FALSE | TRUE | TRUE | 36:42.3 | Expired--no longer used | Deemed Ex Ante Team
WB-80419-w06 | SFm | Any | DEER2014 | None | Res | SCE Whole Building: R30AtIns;-30%BldLkg;R8DctIns;10%DctLkg;STV In Heated and Cooled, Two Story, Pre 1978 Vintage Whole Home Retrofit | PA workpaper | WhlBldg | WBUpgrade | WhlBldg | WBRetPkg | evaluated years |  |  |  | 20 | 15 | 5 | Available | 1/1/2013 | 12/31/2022 | FALSE | TRUE | TRUE | 36:42.3 | Expired--no longer used | Deemed Ex Ante Team
WB-81881-w10 | SFm | Any | DEER2014 | None | Res | SCE Whole Building: R30AtIns;-30%BldLkg;R8DctIns;10%DctLkg;STV In Heated and Cooled, One Story, Pre 1978 Vintage Whole Home Retrofit | PA workpaper | WhlBldg | WBUpgrade | WhlBldg | WBRetPkg | evaluated years |  |  |  | 20 | 16.6 | 5.53 | Available | 1/1/2013 | 12/31/2022 | FALSE | TRUE | TRUE | 36:42.3 | Expired--no longer used | Deemed Ex Ante Team
WB-82988-w10 | SFm | Any | DEER2014 | None | Res | SCE Whole Building: R30AtIns;-15%BldLkg;R8DctIns;6%DctLkg In Heated and Cooled, Two Story, 1978-1992 Vintage Whole Home Retrofit | PA workpaper | WhlBldg | WBUpgrade | WhlBldg | WBRetPkg | evaluated years |  |  |  | 20 | 16.8 | 5.6 | Available | 1/1/2013 | 12/31/2022 | FALSE | TRUE | TRUE | 36:42.3 | Expired--no longer used | Deemed Ex Ante Team
WB-87309-w10 | SFm | Any | DEER2014 | None | Res | SCE Whole Building: R30AtIns;R8DctIns;6%DctLkg In Heated and Cooled, Two Story, 1978-1992 Vintage Whole Home Retrofit | PA workpaper | WhlBldg | WBUpgrade | WhlBldg | WBRetPkg | evaluated years |  |  |  | 20 | 18.2 | 6.07 | Available | 1/1/2013 | 12/31/2022 | FALSE | TRUE | TRUE | 36:42.3 | Expired--no longer used | Deemed Ex Ante Team
WB-87379-w10 | SFm | Any | DEER2014 | None | Res | SCE Whole Building: R30AtIns;-15%BldLkg;R8DctIns;6%DctLkg;STV In Heated and Cooled, One Story, Pre 1978 Vintage Whole Home Retrofit | PA workpaper | WhlBldg | WBUpgrade | WhlBldg | WBRetPkg | evaluated years |  |  |  | 20 | 17.5 | 5.83 | Available | 1/1/2013 | 12/31/2022 | FALSE | TRUE | TRUE | 36:42.3 | Expired--no longer used | Deemed Ex Ante Team
WB-87576-w10 | SFm | Any | DEER2014 | None | Res | SCE Whole Building: R30AtIns;R8DctIns;10%DctLkg;SEER14AC;92AFUEFrn;STV In Heated and Cooled, One Story, 1978-1992 Vintage Whole Home Retrofit | PA workpaper | WhlBldg | WBUpgrade | WhlBldg | WBRetPkg | evaluated years |  |  |  | 20 | 19.2 | 6.4 | Available | 1/1/2013 | 12/31/2022 | FALSE | TRUE | TRUE | 36:42.3 | Expired--no longer used | Deemed Ex Ante Team
WB-92396-w10 | SFm | Any | DEER2014 | None | Res | SCE Whole Building: R30AtIns;R8DctIns;6%DctLkg;SEER14AC;92AFUEFrn;STV In Heated and Cooled, One Story, 1978-1992 Vintage Whole Home Retrofit | PA workpaper | WhlBldg | WBUpgrade | WhlBldg | WBRetPkg | evaluated years |  |  |  | 20 | 19.1 | 6.37 | Available | 1/1/2013 | 12/31/2022 | FALSE | TRUE | TRUE | 36:42.3 | Expired--no longer used | Deemed Ex Ante Team
WB-95864-w06 | SFm | Any | DEER2014 | None | Res | SCE Whole Building: -30%BldLkg;R8DctIns;6%DctLkg;SEER14AC;92AFUEFrn In Heated and Cooled, One Story, Pre 1978 Vintage Whole Home Retrofit | PA workpaper | WhlBldg | WBUpgrade | WhlBldg | WBRetPkg | evaluated years |  |  |  | 20 | 17.1 | 5.7 | Available | 1/1/2013 | 12/31/2022 | FALSE | TRUE | TRUE | 36:42.3 | Expired--no longer used | Deemed Ex Ante Team
WB-95984-w10 | SFm | Any | DEER2014 | None | Res | SCE Whole Building: R30AtIns;10%DctLkg;SEER14AC;92AFUEFrn In Heated and Cooled, Two Story, 1993-2001 Vintage Whole Home Retrofit | PA workpaper | WhlBldg | WBUpgrade | WhlBldg | WBRetPkg | evaluated years |  |  |  | 20 | 17.8 | 5.93 | Available | 1/1/2013 | 12/31/2022 | FALSE | TRUE | TRUE | 36:42.3 | Expired--no longer used | Deemed Ex Ante Team
WB-98013-w10 | SFm | Any | DEER2014 | None | Res | SCE Whole Building: R30AtIns;R8DctIns;6%DctLkg;SEER14AC;STV In Heated and Cooled, One Story, Pre 1978 Vintage Whole Home Retrofit | PA workpaper | WhlBldg | WBUpgrade | WhlBldg | WBRetPkg | evaluated years |  |  |  | 20 | 18.5 | 6.17 | Available | 1/1/2013 | 12/31/2022 | FALSE | TRUE | TRUE | 36:42.3 | Expired--no longer used | Deemed Ex Ante Team
WhlBldg-WBInsFen-NEW-MfrHse | SFm | Any | DEER2014 | None | Res | SCE: Whole Building new construction manufactured housing building shell improvements | PA workpaper | WhlBldg | WBUpgrade | WhlBldg | WBRetPkg | evaluated years |  |  |  | 20 | 20 | 6.67 | Available | 1/1/2013 | 12/31/2022 | FALSE | TRUE | TRUE | 36:42.3 | Expired--no longer used | Deemed Ex Ante Team
WhlBldg-WBInsFen-NEW-SF | SFm | Any | DEER2014 | None | Res | SCE: Whole Building new construction single family building shell improvements | PA workpaper | WhlBldg | WBUpgrade | WhlBldg | WBRetPkg | evaluated years |  |  |  | 20 | 18 | 6 | Available | 1/1/2013 | 12/31/2022 | FALSE | TRUE | TRUE | 36:42.3 | Expired--no longer used | Deemed Ex Ante Team
WhlBldg-WBInsFen-RET-SF | SFm | Any | DEER2014 | None | Res | SCE: Whole Building retrofit single family building shell improvements | PA workpaper | WhlBldg | WBUpgrade | WhlBldg | WBRetPkg | evaluated years |  |  |  | 20 | 14 | 4.67 | Available | 1/1/2013 | 12/31/2022 | FALSE | TRUE | TRUE | 36:42.3 | Expired--no longer used | Deemed Ex Ante Team
WlHs-Upgrade | SFm | Any | ExAnte2013 | None | Res | Whole House Upgrade | IOU Workpaper | Service | RetroComm | WhlBldg | multiTech | rated years |  |  |  |  | 2 | 0.7 | Available | 1/1/2013 |  | FALSE | TRUE | TRUE | 28:49.8 | Updated to indicate claim/filing status | Deemed Ex Ante Team
WtrHt-Com | Any | Any | DEER2014 | None | Com | Commercial water heater | D14 v1.0.0 | SHW | Heating | WaterHtg_eq |  | rated years |  |  |  |  | 15 | 5 | Standard | 1/1/2013 |  | FALSE | TRUE | TRUE | 28:49.8 | Updated to indicate claim/filing status | Deemed Ex Ante Team
WtrHt-GPoolHtr | Any | Any | DEER2014 | None | Com | Commercial Pool Heater | D08 v2.05 | Recreate | Pool | WaterHtg_eq |  | rated years |  |  |  |  | 5 | 1.7 | Standard | 1/1/2013 |  | FALSE | TRUE | TRUE | 28:49.8 | Updated to indicate claim/filing status | Deemed Ex Ante Team
WtrHt-HtPmp | Any | Any | DEER2014 | None | Res | Heat Pump Water Heater | D08 v2.05 | SHW | Heating | WaterHtg_eq |  | rated years |  |  |  |  | 10 | 3.3 | Standard | 1/1/2013 |  | FALSE | TRUE | TRUE | 28:49.8 | Updated to indicate claim/filing status | Deemed Ex Ante Team
WtrHt-Instant-Com | Any | Any | DEER2014 | None | Com | Commercial Instantaneous Water Heater | D14 v1.0.0 | SHW | Heating | WaterHtg_eq |  | rated years |  |  |  |  | 20 | 6.67 | Standard | 1/1/2013 |  | FALSE | TRUE | TRUE | 28:49.8 | Updated to indicate claim/filing status | Deemed Ex Ante Team
WtrHt-Instant-Res | Any | Any | DEER2014 | None | Res | Residential Instantaneous Water Heater | D14 v1.0.0 | SHW | Heating | WaterHtg_eq |  | rated years |  |  |  |  | 20 | 6.67 | Standard | 1/1/2013 |  | FALSE | TRUE | TRUE | 28:49.8 | Updated to indicate claim/filing status | Deemed Ex Ante Team
WtrHt-MF-Gas | Any | Any | ExAnte2020 | None | Res | Multi-Family Gas Water Heater | SWWH016-01 | SHW | Heating | WaterHtg_eq | Stor_UEF | rated years |  |  |  |  | 15 | 5 | Standard | 1/1/2020 |  | FALSE | TRUE | TRUE | 28:49.8 | Updated to indicate claim/filing status | Deemed Ex Ante Team
WtrHt-PipeIns-Elec | Any | Any | DEER2014 | None | Com | Pipe Insulation - Electric Water Heater, add-on equipment | D08 v2.05 | SHW | Distribute | LiquidCirc | PipeIns | rated years |  |  |  |  | 13 | 4.3 | Standard | 1/1/2013 |  | FALSE | TRUE | TRUE | 28:49.8 | Updated to indicate claim/filing status | Deemed Ex Ante Team
WtrHt-PipeIns-Gas | Any | Any | DEER2014 | None | Com | Pipe Insulation - Gas Water Heater - Commercial, add-on equipment | D08 v2.05 | SHW | Distribute | LiquidCirc | PipeIns | rated years |  |  |  |  | 11 | 3.7 | Standard | 1/1/2013 |  | FALSE | TRUE | TRUE | 28:49.8 | Updated to indicate claim/filing status | Deemed Ex Ante Team
WtrHt-Piping | Any | Any | ExAnte2020 | None | Any | Piping for water-heating equipment (host for AOE, only) | IOU Workpaper | SHW | Distribute | LiquidCirc |  | rated years |  |  |  |  | 20 | 6.67 | Available | 1/1/2020 |  | FALSE | TRUE | TRUE | 28:49.8 | Updated to indicate claim/filing status | Deemed Ex Ante Team
WtrHt-Res-Elec | Any | Any | DEER2014 | None | Res | Residential Electric Water Heater | D14 v1.0.0 | SHW | Heating | WaterHtg_eq |  | rated years |  |  |  |  | 13 | 4.33 | Standard | 1/1/2013 |  | FALSE | TRUE | TRUE | 28:49.8 | Updated to indicate claim/filing status | Deemed Ex Ante Team
WtrHt-Res-Gas | Any | Any | DEER2014 | None | Res | Residential Gas Water Heater | D14 v1.0.0 | SHW | Heating | WaterHtg_eq |  | rated years |  |  |  |  | 11 | 3.67 | Standard | 1/1/2013 |  | FALSE | TRUE | TRUE | 28:49.8 | Updated to indicate claim/filing status | Deemed Ex Ante Team
WtrHt-SWH | Any | Any | DEER2014 | None | Res | Solar Water Heating | D08 v2.05 | SHW | Heating | WaterHtg_eq |  | rated years |  |  |  |  | 15 | 5 | Standard | 1/1/2013 |  | FALSE | TRUE | TRUE | 28:49.8 | Updated to indicate claim/filing status | Deemed Ex Ante Team
WtrHt-TankIns-Elec | Any | Any | DEER2014 | None | Com | Water Heater Tank Wrap - Electric, add-on equipment | D08 v2.05 | SHW | Heating | WaterHtg_eq | TankIns | rated years |  |  |  |  | 7 | 2.3 | Standard | 1/1/2013 |  | FALSE | TRUE | TRUE | 28:49.8 | Updated to indicate claim/filing status | Deemed Ex Ante Team
WtrHt-TankIns-Gas | Any | Any | DEER2014 | None | Com | Water Heater Tank Wrap - Gas, add-on equipment | D08 v2.05 | SHW | Heating | WaterHtg_eq | TankIns | rated years |  |  |  |  | 7 | 2.3 | Standard | 1/1/2013 |  | FALSE | TRUE | TRUE | 28:49.8 | Updated to indicate claim/filing status | Deemed Ex Ante Team
WtrHt-Timeclock | Any | Any | DEER2014 | None | Com | Circulation Pump Timeclock Retrofit, add-on equipment | D08 v2.05 | SHW | Distribute | LiquidCirc | Timer | rated years |  |  |  |  | 15 | 5 | Standard | 1/1/2013 |  | FALSE | TRUE | TRUE | 28:49.8 | Updated to indicate claim/filing status | Deemed Ex Ante Team
WtrHt-WH-Aertr | Any | Any | DEER2014 | None | Any | Faucet Aerators, add-on equipment | D08 v2.05 | SHW | Distribute | WaterFixt | FaucetAer | rated years |  |  |  |  | 10 | 3.3 | Standard | 1/1/2013 |  | FALSE | TRUE | TRUE | 28:49.8 | Updated to indicate claim/filing status | Deemed Ex Ante Team
WtrHt-WH-Faucet | Any | Any | ExAnte2020 | None | Any | Faucet for hot water (host for AOE, only) | IOU Workpaper | SHW | Distribute | WaterFixt | Faucet | rated years |  |  |  |  | 20 | 6.67 | Available | 1/1/2020 |  | FALSE | TRUE | TRUE | 28:49.8 | Updated to indicate claim/filing status | Deemed Ex Ante Team
WtrHt-WH-R4PipeIns-Elec | Any | Any | DEER2014 | None | Res | Pipe Insulation - Electric Water Heater, add-on equipment | D08 v2.05 | SHW | Distribute | LiquidCirc | PipeIns | rated years |  |  |  |  | 13 | 4.3 | Standard | 1/1/2013 |  | FALSE | TRUE | TRUE | 28:49.8 | Updated to indicate claim/filing status | Deemed Ex Ante Team
WtrHt-WH-R4PipeIns-Gas | Any | Any | DEER2014 | None | Res | Pipe Insulation - Gas Water Heater - Residential, add-on equipment | D08 v2.05 | SHW | Distribute | LiquidCirc | PipeIns | rated years |  |  |  |  | 11 | 3.7 | Standard | 1/1/2013 |  | FALSE | TRUE | TRUE | 28:49.8 | Updated to indicate claim/filing status | Deemed Ex Ante Team
WtrHt-WH-Shrhd | Any | Any | DEER2014 | None | Res | Low-Flow Showerhead | D08 v2.05 | SHW | Distribute | WaterFixt | ShowerHd | rated years |  |  |  |  | 10 | 3.3 | Standard | 1/1/2013 |  | FALSE | TRUE | TRUE | 28:49.8 | Updated to indicate claim/filing status | Deemed Ex Ante Team
Wtr-Irrig-Ctrl-SoilMoist | Any | Any | DEER2023 | None | Any | Soil Moisture Station |  | Irrigate | Landscape | Irrigation | IrrifSys | rated years |  |  |  |  | 3 |  |  | 1/1/2023 |  | FALSE | TRUE | TRUE | 04:29.6 | Revised EUL from 1 year to 3 years due to reclassification of measure as BRO-Op per Resolution E-5221. | Deemed Ex Ante Team | 27:27.2 | 1. The Metropolitan Water District of Southern California, “Integrated Water Resource Plan 2015 Update,” 2015. 2. MWD - WEN Measures List 2019 - Final.xls *EUL capped at three years due to measure classification as BRO-Op | Deemed Ex Ante Team
Wtr-Irrig-Ctrl-Weather-Com | Any | Any | DEER2023 | None | Com | Weather-based Irrigation Controller |  | Irrigate | Landscape | Irrigation | IrrifSys | rated years |  |  |  |  | 3 |  |  | 1/1/2023 |  | FALSE | TRUE | TRUE | 04:29.6 | Clarified measure classification as BRO-Op per Resolution E-5221. | Deemed Ex Ante Team | 27:27.2 | 1. The Metropolitan Water District of Southern California, “Integrated Water Resource Plan 2015 Update,” 2015. 2. MWD - WEN Measures List 2019 - Final.xls *EUL capped at three years due to measure classification as BRO-Op | Deemed Ex Ante Team
Wtr-Irrig-Ctrl-Weather-Res | Any | Any | DEER2023 | None | Res | Weather-based Irrigation Controller |  | Irrigate | Landscape | Irrigation | IrrifSys | rated years |  |  |  |  | 3 |  |  | 1/1/2023 |  | FALSE | TRUE | TRUE | 04:29.6 | Revised EUL from 1 year to 3 years due to reclassification of measure as BRO-Op per Resolution E-5221. | Deemed Ex Ante Team | 27:27.2 | 1. The Metropolitan Water District of Southern California, “Integrated Water Resource Plan 2015 Update,” 2015. 2. MWD - WEN Measures List 2019 - Final.xls *EUL capped at three years due to measure classification as BRO-Op | Deemed Ex Ante Team
Wtr-Irrig-Nozzle-LrgRot | Any | Any | DEER2023 | None | Com | Large Rotary Nozzle |  | Irrigate | Landscape | Irrigation | IrrifSys | rated years |  |  |  |  | 10 | 3.33 |  | 1/1/2023 |  | FALSE | TRUE | TRUE | 27:27.2 |  | Deemed Ex Ante Team | 27:27.2 | 1. The Metropolitan Water District of Southern California, “Integrated Water Resource Plan 2015 Update,” 2015. 2. MWD - WEN Measures List 2019 - Final.xls | Deemed Ex Ante Team
Wtr-Irrig-Nozzle-MultiStrm | Any | Any | DEER2023 | None | Any | Rotary Multi-Stream Nozzle |  | Irrigate | Landscape | Irrigation | IrrifSys | rated years |  |  |  |  | 5 | 1.67 |  | 1/1/2023 |  | FALSE | TRUE | TRUE | 27:27.2 |  | Deemed Ex Ante Team | 27:27.2 | 1. The Metropolitan Water District of Southern California, “Integrated Water Resource Plan 2015 Update,” 2015. 2. MWD - WEN Measures List 2019 - Final.xls | Deemed Ex Ante Team
Wtr-Irrig-TurfRemoval | Any | Any | DEER2023 | None | Any | Turf Removal |  | Irrigate | Landscape | Irrigation | IrrifSys | rated years |  |  |  |  | 10 | 3.33 |  | 1/1/2023 |  | FALSE | TRUE | TRUE | 27:27.2 |  | Deemed Ex Ante Team | 27:27.2 | 1. The Metropolitan Water District of Southern California, “Integrated Water Resource Plan 2015 Update,” 2015. 2. MWD - WEN Measures List 2019 - Final.xls | Deemed Ex Ante Team
Wtr-WaterFixt-Toilet-Com | Any | Any | DEER2023 | None | Com | Commercial Toilet |  | SCW | ColdWater | WaterFixt | Toilet | rated years |  |  |  |  | 20 | 6.67 |  | 1/1/2023 |  | FALSE | TRUE | TRUE | 27:27.2 |  | Deemed Ex Ante Team | 27:27.2 | 1. The Metropolitan Water District of Southern California, “Integrated Water Resource Plan 2015 Update,” 2015. 2. MWD - WEN Measures List 2019 - Final.xls | Deemed Ex Ante Team
Wtr-WaterFixt-Toilet-Res | Any | Any | DEER2023 | None | Res | Residential Toilet |  | SCW | ColdWater | WaterFixt | Toilet | rated years |  |  |  |  | 10 | 3.33 |  | 1/1/2023 |  | FALSE | TRUE | TRUE | 27:27.2 |  | Deemed Ex Ante Team | 27:27.2 | “Toilet Flapper Study: Final Report The California Urban Water Conservation Council,” 2004 (https://calwep.org/wp-content/uploads/2004/12/Toilet-Flapper-Study-for-CUWCC-12-2004.pdf) and email correspondence with its author, John Koeller. | Deemed Ex Ante Team
Wtr-WaterFixt-Urinal | Any | Any | DEER2023 | None | Com | Commercial Urinal |  | SCW | ColdWater | WaterFixt | Urinal | rated years |  |  |  |  | 20 | 6.67 |  | 1/1/2023 |  | FALSE | TRUE | TRUE | 27:27.2 |  | Deemed Ex Ante Team | 27:27.2 | 1. The Metropolitan Water District of Southern California, “Integrated Water Resource Plan 2015 Update,” 2015. 2. MWD - WEN Measures List 2019 - Final.xls | Deemed Ex Ante Team